## Inventory Upload List 4 25 2024
Item | Clei | Mfgr | Description | Condition Code | QTY
RFN-1006-9X |  | RG INDUS | RFI HEX/KNURL COMBO N MALE CRIMP | NEW | 22
0010240010 |  | NEWTON | AUX FRAME T JUNCT W/CRNR CLAMP | NEW | 2
0010240110 |  | NEWTON | PARALLEL AUX FRAMING CHANNEL | NEW | 1
0010250110 |  | NEWTON | SUPPORTING PARALLEL AUX FRAM | NEW | 11
0010340110 |  | NEWTON | FASTENING FRAME TOP ANGLE TO | NEW | 1
0010580000 |  | NEWTON | END CAP 2" X 3/8" AUX CHANNEL 2 PAC | NEW | 10
0020110110 |  | NEWTON | JUNCTIONING 1 1/2" SIDE BARS INLINE | NEW | 1
0020120110 |  | NEWTON | JUNCTIONING 2" SIDE BARS INLINE | NEW | 16
0020140010 |  | NEWTON | JUNCTIONING 1.5" SIDE BARS INLINE | NEW | 3
0020140110 |  | NEWTON | 2IN CON KIT FOR 2 CBLRK T JUNC | NEW | 9
0020160110 |  | NEWTON | 2 IN CLOSING END OF CABLE RACK | NEW | 2
0020260010 |  | NEWTON | FASTENING CBLE RCK 1.5" SB TO FLOOR | NEW | 1
0020340110 |  | NEWTON | VERTICAL 90° TURN OUT WI/CBL RCK 2N | NEW | 1
0020350110 |  | NEWTON | VERTICAL 90° TURN WITH CABLE RACK | NEW | 2
0020390110 |  | NEWTON | 2" FASTENING CBL RCK TO 2˝ X 1˝ X 3/16˝ AUX CHAN W/T J BOLTS | NEW | 21
0020470110 |  | NEWTON | 2 IN 5/8-11 T/ROD CBLRK FRM/CEL | NEW | 4
0020510110 |  | NEWTON | SUPPORTING CR W/2" SIDE BAR FROM AUX FRAMING | NEW | 1
0020540010 |  | NEWTON | 1 1/2" SLOT G BRKTS ATT 5/8"-11 THREADED ROD TO 1.5" SIDEBAR | NEW | 7
0020540110 |  | NEWTON | 2 IN SLTTED CBLRK HANGR BRKT 2 SID | NEW | 3
0020630210 |  | NEWTON | CBL RACK TO AUX J-BOLT CHN ASSY | NEW | 16
0020650130 |  | NEWTON | SUPPORT BRACKET 5" CBL RACK TO WALL | NEW | 1
0021060110 |  | NEWTON | POWER CABLE BRACKET FOR 2.0" SIDEBAR CABLE RACK | NEW | 1
0022045252 |  | MOLEX | CONN HEADER 25POS 2.54MM LOT OF 50 | NOOB | 36
0022058253 |  | MOLEX | CONN HEADER RA 25P 2.54MM LOT OF 50 | NEW | 21
00250200DA |  | NEWTON | SOLID STRAIGHT 4X4X72 W/SNAP ON CCV | NEW | 12
00250200DB |  | NEWTON | SOLID STRAIGHT 4X4X72 W/SNAP ON COV | NEW | 9
00250300DA |  | NEWTON | 2X2 SLOTTED CHNL W/SNAP ON COVER 6' | NEW | 48
00250500DA |  | NEWTON | 2X2 CHANNEL SPLICE WITH COVER | NEW | 20
00250900DA |  | NEWTON | 2X2 END CAP | NEW | 24
00250900DB |  | NEWTON | 2 X 2 END CAP YELLOW PREDRILLED | NEW | 43
00251400DA |  | NEWTON | 4X4 90 DEG HORIZ ELBOW YELLOW | NEW | 3
00251400DB |  | NEWTON | PREDRILLED 4X4 90 DEG HORIZ ELBOW Y | NEW | 1
00251600DB |  | NEWTON | PREDRILLED 4X4 HORIZONTAL TEE YELLO | NEW | 4
00251900DA |  | NEWTON | 2X2 90DEG VERT OUTSIDE DOWN ELBOW | NEW | 38
00251900DB |  | NEWTON | 2X2 90DG VERT OUTSIDE DWN ELB PREDR | NEW | 3
00252100DA |  | NEWTON | 2X2 90DG VERT INSIDE UP ELBOW | NEW | 9
00252400DA |  | NEWTON | 4X4 45 DEG VERT OUTSIDE DWN ELBOW Y | NEW | 2
00252400DB |  | NEWTON | PREDRILLED 4X4 45DEG VERT OUT ELBOW | NEW | 4
00252700DA |  | NEWTON | 2X2 FITTING SPLICE YELLOW | NEW | 29
00252700DB |  | NEWTON | 2X2 FITTING SPLICE YELLW PREDRILLED | NEW | 22
00252800DA |  | NEWTON | 4X4 U SHAPE SPLICE FITTING YELLOW | NEW | 18
00252800DB |  | NEWTON | PREDRILLED 4X4 USHAPE SPLICE FITTIG | NEW | 12
00252900DA |  | NEWTON | DUAL HORIZ TEE 4IN TO 2IN | NEW | 4
00253700DA |  | NEWTON | HORIZ REDUCING TEE 4X4 W/2X2 OUTLET | NEW | 47
00254900DA |  | NEWTON | 24" FLEXTUBE KIT 2"SQ TO 1.5"RD GRY | NEW | 22
0025500510 |  | NEWTON | FBR CBL RCK MNT KIT FOR 2"X2" DUCT | NEW | 4
0025580110 |  | NEWTON | EQUIP RACK VERTICAL MTG KIT 2X2 | NEW | 14
0025590410 |  | NEWTON | FBR CBL MNT KIT FOR 2"X2" CHANNEL | NEW | 20
0025750010 |  | NEWTON | 1/4X20 FBR METAL FASTENER HRDWRE KT | NEW | 5
00260100DB |  | NEWTON | SOLID 4 X 8 X 72 W/SNAP COV PRE DRL | NEW | 4
0030630410 |  | NEWTON | 2 3/4" POLY FIBEGLASS INSULATOR KIT W/S 5/8-11 THREAD | NEW | 5
0030630410 |  | NEWTON | 2 3/4" POLY FIBEGLASS INSULATOR KIT W/S 5/8-11 THREAD | REF | 26
00339488 |  | HILTI | HILTI HSLB M12/12.7*60 KIT (2/KIT) | NEW | 6
0039299069 |  | MOLEX | CONN HEADER VERT 6POS 4.2MM LOT 25 | NEW | 63
0040190010 |  | NEWTON | FLR MOUNTING HRDWRE KIT FR DATA SHE | NEW | 1
0040320330 |  | NEWTON | RACK ADAPTER 3 SPC FOR 19"X 1.7" GRAY | NEW | 11
0040410230 |  | NEWTON | CABLE BRACKET KIT 3" | NEW | 1
005048494 |  | EMC | EMC DELL CX300 KAE DISK STORAGE ARRAY | REF | 1
0050520000 |  | NEWTON | CLAMP ON TERM BLOCK MTN BKT | NEW | 45
0061705805-02 |  | ADVA | SFP/2G5U/1310S/SM/LC | NOB | 1
007-0001-2600 |  | TELECT | 600A 48V DUAL FEED BATTERY DIST BREAKER PANEL 18 POS 10RU | NOOB | 1
008587-12-25-W |  | CONCEALFAB | CONCEALFAB PIM TAPE, 12-INCH X 25-FT ROLL, WHITE | NEW | 5
009-0004-1001 | XCWYACDDAA | TELECT | FUSE PANEL DUAL FEED 50AMP 19/23" | REF | 1
009-0014-1001 | XCWYAB2DAA | TELECT | FS PNL DF 10/10 POS 50A 19/23IN | REF | 1
009-6211-2100 |  | TELECT | 200A DF 6/6 BREAKER PANEL FRT ACCES | REF | 3
009-7001-0104 |  | TELECT | FS PNL 100A 4-PSTN +-24-48VDC | REF | 1
009-8004-0100 | XCWYACCDAA | TELECT | 100A DL FS PNL 4/4 KTK/GMT | REF | 20
009-8004-0104 | XCWYACHDAA | TELECT | 100A DUAL FD ±24V/-48V 4/4 KLM/GMT | REF | 1
009-8004-1001 | XCWYACADAA | TELECT | TELECT DL FS PNL 4POS 80AMP -48V | REF | 1
009-8005-0404G-UVN |  | AMPHENOL | FUSE PANEL 200A DUAL 4/5 TPA/GMT 50A/20A ±24, -48 | REF | 2
009-8005-0404J |  | TELECT | 200A FP DF 4/5 TPA/GMT, ±24V/-48V | NEW | 3
009-8005-0404RC |  | PLASTEC | REAR COVER FOR 009-8005-0404 REPLACES 122415 | NEW | 20
009-8005-0810 | XCM1B00BRA | TELECT | DUAL-FEED 350A 8/8-TPA 10/10 GMT FP | REF | 3
009-8005-1404 | XCWYACSDAA | TELECT | FP DUAL 4/5 TPA/GMT 200A 24/48V | REF | 1
009-8005-3404 |  | TELECT | FP 100A DUAL-FEED 4/4 TPA/GMT -48V | REF | 2
009-8005-4404 | XCWYACJDAA | TELECT | 100A QUAD-FEED 2/2 TPA/GMT -48V | NEW | 1
009-8005-4404H |  | TELECT | 130A QUAD-FEED 2/2 TPA/GMT -48V | REF | 1
00CFVG |  | DELL | HEAVY DUTY 6 FOOT 250V 15 AMP C13 TO C14 POWER CORD | NEW | 2
00NH4P |  | DELL | DELL POWEREDGE R710 SYSTEM MOTHER BOARD | REF | 4
00TKYT |  | DELL | LEFT DELL 2U POWEREDGE SLIDING RAIL MOUNT | REF | 7
00W9X3 |  | DELL | DELL POWEREDGE R710 SYSTEM MOTHER BOARD | REF | 4
010-0000-1401 | T3MYAERFAA | TELECT | DSX-3 23 IN CHASSIS | REF | 30
010-0000-1801 | T3M2BJ0BRA | TELECT | DSX-3 ULTRA THIN CHASSIS 23IN | REF | 1
010-3201-0410 | T3PQARC2AA | TELECT | DSX-3 BB 6PORT MODULE | NEW | 87
010-3201-0410 | T3PQARC2AA | TELECT | DSX-3 BB 6PORT MODULE | NOB | 95
010-3201-0410 | T3PQARC2AA | TELECT | DSX-3 BB 6PORT MODULE | REF | 12
010-3290-0410 |  | TELECT | DSX3 6PT BCSII BNC WFP | NEW | 11
010-3290-0411 |  | TELECT | DSX3 6PT BCSII BNC BFP | NEW | 13
010-4004-0003 |  | TELECT | -24V DSX-1 MODULE 4 PORT | REF | 22
010-8401-0401 | T3D1CE0BAA | TELECT | DSX-3 4 PORT MODULE | NEW | 10
010-8401-0401 | T3D1CE0BAA | TELECT | DSX-3 4 PORT MODULE | NOB | 25
010-8401-0410 | T3D1CH0BAA | TELECT | DSX-3 6 PORT MODULE | NEW | 11
010-8401-0410 | T3D1CH0BAA | TELECT | DSX-3 6 PORT MODULE | NOB | 6
010-8401-0410 | T3D1CH0BAA | TELECT | DSX-3 6 PORT MODULE | NOOB | 1
010-8401-0410 | T3D1CH0BAA | TELECT | DSX-3 6 PORT MODULE | REF | 132
010-8411-0401 | T3PQAPV2AA | TELECT | DSX-3 BB RXC 4PRT MOD | REF | 110
010-9001-0401 |  | TELECT | DSX3/4 9000 SER MOD | REF | 18
010-9101-0403 | T3PQPA12AB | TELECT | DS3 6-PORT MINI-WECO MODULE | REF | 22
010-9111-0450 | T3PQAEJ2AA | TELECT | 6-PORT STD WECO CROSS CONNECT MODUL | REF | 20
010-9501-0411 |  | TELECT | DSX-3 3-PORT MINI-WECO MODULE | REF | 17
0110-0003 | SBLSPNHAAA | AFC | REV-3C UMC1000 L-ISDN CHANNEL UNIT | REF | 2
0110-0007 | SBLSRPHAAA | AFC | REV-3F UMC1000 R-ISDN CHANNEL UNIT | REF | 1
0110-0009 | SBTCHGSBAC | AFC | REV-5C T1 CHANNEL T1AX-XCVR | REF | 1
0110-0009 | SBTCHGGBAC | AFC | T1 CHANNEL T1AX-XCVR | REF | 3
0110-0009 | SBTCHGGBAD | AFC | REV-4C T1 CHANNEL T1AX-XCVR | REF | 1
0110-0009 | SBTCHGGBAB | AFC | REV-4A T1 CHANNEL T1AX-XCVR | REF | 1
0110-0010 |  | AFC | UMC1000 DS0-DP | REF | 1
0110-0032 | SBTCHHGBAA | AFC | REV 1D AFC UMC1000 T1A | REF | 2
0110-0113 | SBTCHHNBAD | AFC | REV 1B AFC UMC1000 T1A | REF | 1
0110-0148 | SBLSBY0AAA | AFC | REV-1D UMC1000 POTS CHANNEL - RS | REF | 2
0110-0193 | SBTCHG3BAA | AFC | 1A T1 ASYNC CU T1AX-XCVR | REF | 5
0110-0196 | SBL1PS0AAD | AFC | REV-2C ACCESSMAX RST POTS | REF | 17
0110-0199 | SBHSBN0BAB | AFC | REV-2A UMC1000 ADSL CHANNEL UNIT | REF | 7
0110-0206 | SBHSBROBAC | AFC | REV-1C UMC1000 ADSL CHANNEL UNIT | REF | 1
0110-0206 | SBHSBR0BAB | AFC | REV-1B UMC1000 ADSL CHANNEL UNIT | REF | 1
0120-0044 | SBTCHDMBAB | AFC | REV-1A UMC1000 T1 TRANSCEIVER | REF | 1
0120-0129 | SBC1PRNCAB | AFC | UMC1000 ATM CARD OC3CU-XCVR | REF | 3
0123W8 |  | DELL | DELL POWEREDGE R720XD BACKPLANE TO MOTHERBOARD CABLE | REF | 17
012Y82 |  | DELL | DELL A11 TYPE POWEREDGE RAIL SET 04HHKC(RIGHT) 0N5C4T(LEFT) | REF | 1
016-131-10 |  | COMM/NET | 300A 8 A/B -48VDC 1RU BREAKER PANEL | REF | 3
016-1740-10 |  | COMM/NET | PSI48-1AL 1RU INTEGRATED PWR SYSTEM BULK BUSS 4 BREAKER POS | REF | 2
016-410-10 |  | COMM/NET | COMMNET HDX 300A BREAKER PANEL | REF | 1
01HGRH |  | DELL | LEFT DELL 1U POWEREDGE SLIDING RAIL MOUNT SLIM | REF | 16
01JDX6 |  | DELL | DELL 01JDX6 POWEREDGE R720 RISER CARD 0DD3F6 W/CAGE ASSEMBLY | REF | 5
02-00003-01 |  | ELASTIC | ELASTIC NETWORKS ELMO8 SHELF | REF | 2
0203276 |  | PHOENIX CO | FBI 10-10 FIXED BRIDGE 10MM 10 POS | NEW | 16
02105-03 |  | TELECT | V-BOLTS DOUBLE (-02) 2" V-BOLT KIT | NEW | 1
02117-01 |  | TELECT | UNIVERSAL RACK PANEL ADAPTERS 19" TO 23" | NEW | 2
02130-04 |  | TELECT | PANEL STANDOFF 3" 4 MTG SP C 1.75" | NEW | 1
02133-55 |  | TELECT | GROUND WIRE KIT 24" STRA P | NEW | 1
02133KA05 |  | HENDRY | PREPACK GROUND KIT 27.5" 6AWG COPP | NEW | 1
02191KJ01+15 |  | TELECT | JUNCN PLATE 6CT & HARDWARE KIT | NEW | 1
02327KA04+15 |  | TELECT | PREPAK HDW KIT FOR MOUNTED 02327-01 | NEW | 1
0242WD |  | DELL | DELL BATTERY 55WH 7.6V LATITUDE E7270 | NEW | 1
024V27 |  | DELL | RIGHT DELL 2U POWEREDGE SLIDING RAIL MOUNT | REF | 7
02524E0PV-BL-200FT |  | HITACHI | CAT5E CABLE 25 PAIR 24AWG SOLID PVC BLUE 200FT | NEW | 1
027-0000-4501 |  | TELECT | LINXS K44 CMS 5 FT STRAIGHT W/O CVR | NEW | 3
027-1000-12499 |  | TELECT | 12IN COUPLER | NEW | 1
027-1000-4020 |  | TELECT | 4" INLINE DROP / CABLELINKS LINE | NEW | 12
027-1000-4034 |  | TELECT | LINXS.K44"T'',K22 LT DROP METAL | NEW | 1
027-1000-4062 |  | TELECT | LADDER RACK BRACKET KIT FOR 4" / 6" | NEW | 37
027-1000-4208 |  | TELECT | END CAP K22 | NEW | 1
027-1000-4224 |  | TELECT | L CORNER FOR K22 FIBER GUIDE TROUGH | NEW | 28
027-1000-4273 |  | TELECT | 2" 90 DEGREE UP ELBOW METAL | NEW | 9
027-1000-4287 |  | TELECT | 2" 45 DEGREE UP ELBOW METAL | NEW | 11
027-1000-4288 |  | TELECT | 2" 45 DEGREE DOWN ELBOW METAL | NEW | 16
027-1000-4289 |  | TELECT | 2" 45 DEGREE ELBOW METAL | NEW | 3
027-1000-6487 |  | TELECT | TRAX 6 45 DEG UPSWEEP METAL | NEW | 1
027-1000-6490 |  | TELECT | 6" CABLELNKS TO TROUGH ADPTER METAL | NEW | 2
027-1000-8426 |  | TELECT | 8" CENTER DROP METAL | NEW | 3
027-2000-12406 |  | TELECT | 12 INCH HORIZONTAL TROUGH | NEW | 1
027-2000-12452 |  | TELECT | 12" X 6" HORIZONTAL INTERSECTION | NEW | 5
027-2000-12458 |  | TELECT | 12" TO 8" REDUCER | NEW | 10
027-2000-12462 |  | TELECT | WAVETRAX EXPRESS OFF-RAMP | NEW | 1
027-2000-2000 |  | TELECT | 4 INCH SPLIT TUBE ADAPTER KIT METAL | NEW | 11
027-2000-4002 |  | TELECT | 4" TROUGH COVER SNAP-ON 6 FT | NEW | 9
027-2000-4008 |  | TELECT | 4-INCH END CAP | NEW | 40
027-2000-4025 |  | TELECT | 4-INCH L-TRANSITION COVER | NEW | 6
027-2000-4031 |  | TELECT | 4 -INCH INTERSECTION LID | NEW | 1
027-2000-4051 |  | TELECT | 4 IN 2 IN REDUCER COVER ALUMINUM | NEW | 9
027-2000-4055 |  | TELECT | 4X4 FIBER CABLE OFF RAMP | NEW | 9
027-2000-4060 |  | TELECT | WAVETRAX TROUGH SUPPORT CLAMP | NEW | 2
027-2000-4077 |  | TELECT | 4" X 4" 90 DEGREE DOWN ELBOW | NEW | 13
027-2000-4078 |  | TELECT | 4 DROP ATTACHMENT LID | NEW | 3
027-2000-4090 |  | TELECT | 4" CABLELINKS TO TROUGH ADAPTER | NEW | 1
027-2000-4208 |  | TELECT | TELECT 2X2 END CAP | NEW | 4
027-2000-4225 |  | TELECT | 2X2 L TRANSITION COVER | NEW | 1
027-2000-4278 |  | TELECT | 2" DROP ATTACHMENT LID | NEW | 16
027-2000-6411 |  | TELECT | 6-INCH T-TRANSITION COVER | NEW | 2
027-2000-6425 |  | TELECT | 6-INCH L-TRANSITION COVER | NEW | 5
027-2000-6427 |  | TELECT | 6-INCH CENTER DROP COVER | NEW | 11
027-2000-6451 |  | TELECT | 6-INCH TO 4-INCH REDUCER COVER | NEW | 1
027-2000-8408 |  | TELECT | 8-INCH END CAP | NEW | 3
027-2000-8410 |  | TELECT | 8"X4" T-TRANSITION | NEW | 1
027-2000-8430 |  | TELECT | 8" HORIZONTAL INTERSECTION | NEW | 1
027-2000-8452 |  | TELECT | 8" TO 6" REDUCER | NEW | 2
027-2000-8499 |  | TELECT | 8X4 WAVETRAX COUPLER | NEW | 2
03-00006-01 |  | ELASTIC | REV A2/A2 ELASTIC NTWKS FILTER CARD | REF | 3
03-00007-01 |  | ELASTIC | ETHERLOOP MODEM CO MOD | REF | 24
03-00008-01 |  | ELASTIC | REV A2/A2 ELASTIC NETWORKS HUB | REF | 2
03-00009-01 |  | ELASTIC | REV A2/A2 ELASTIC NETWORKS POWER | REF | 3
03-00040-02 |  | ELASTIC | REV B2/A SWITCH CRD ELMO8 8 PORT | REF | 1
03257W |  | DELL | DELL POWER SUPPLY 870W FOR R710 | REF | 1
035-0135-0031 |  | PARADYNE | 22PIN M TO 22PIN F ADAPTER CBL 11" | REF | 1
037-579114-001 |  | STRATEX | ASYNC HD26 TO WIREWRAP 2M | NEW | 1
037-579252-001 |  | TYCO | TYCO CABLE ASSEMBLY 32FT | NEW | 2
040-000-907 |  | EMC | EMC KTN-STL4 3.5" SERVER BLANK FILLER TRAY MODULE | REF | 12
045-000-204 |  | EMC | EMC COOLING FAN MODULE FOR EMC CX4-960 | REF | 4
04C94P |  | DELL | DELL SATA DVD ROM FOR R710 | REF | 2
050XV4 |  | DELL | WD1002FBYS-18W8B0 DELL 1TB 3.5" HHD | REF | 1
05120P |  | DELL | DELL 6-FT STANDARD 3-PRONG POWER CABLE | NEW | 1
052P2C |  | DELL | DELL BLANK MEMORY DIMM FILLER | REF | 8
05CT6D |  | DELL | DELL PE PERC H710 512MB RAID CONTROLLER | REF | 4
05JW7M |  | DELL | DELL POWEREDGE R720XD HEAT SINK | REF | 12
05NF18 |  | DELL | DELL D750E-S1 POWEREDGE 750W POWER SUPPLY | REF | 1
061758-004 |  | ATEK | GROUND CABLE 1/4" RING TERMINAL 72" | NEW | 1
061XPF |  | DELL | DELL SAVVIO 15K.3 146GB 15K RPM 6G/S SAS 2.5" HARD DRIVE | REF | 4
062135-023 |  | PROXIM | LYNX 8XT1 DIGITAL RADIO IDU | NOB | 1
062138-026 |  | PROXIM | LYNX 5.8 GHZ ISM HIGH BAND RFU-HI | NOB | 1
064J4T |  | DELL | DELL POWEREDGE R720XD USB BACKPLANE SIGNAL CABLE | REF | 5
06JG7N |  | DELL | DELL POWEREDGE C1100 7 SOCKET 3.5" LFF 4 BAY BACKPLANE | REF | 3
06W2PW |  | DELL | DELL 750W SWITCHING HOT SWAP POWER SUPPLY | REF | 4
07-002727-001 | VAC1GL0DAA | SIECOR | ADSL QUAD POTS SPLITTER CARD | REF | 24
071-000-512 |  | EMC | EMC CX4-960 1200W POWER SUPPLY | REF | 2
07560 |  | DESCO | FOOT GROUND HEEL WITH RESISTOR | NEW | 2
07663J |  | DELL | DELL SATA CABLE CS24-TY | REF | 2
078390 |  | DELL | DELL 6FT 2 PRONG EUROPEAN PLUG TO C13 POWER CORD | NEW | 4
07N8325 |  | IBM | TRAVELSTAR 40GN 20GB 4200RPM ATA-100 2MB CACHE 2.5" HD | REF | 1
07NVX8 |  | DELL | DELL A870P-00 POWEREDGE R710/T610 870W POWER SUPPLY | REF | 17
07R8CT |  | DELL | DELL C1100 FRONT SERVER USB CONTROL BOARD | REF | 3
080R44 |  | DELL | DELL POWEREDGE C1100 6-FAN & BRACKET ASSEMBLY | REF | 3
08FKXC |  | DELL | 2.5" SAS/SATA HARD DRIVE TRAY CADDY FOR DELL POWEREDGE | REF | 42
08M1HJ |  | DELL | DELL POWEREDGE C1100 650W POWER SUPPLY | REF | 3
08V22F |  | DELL | DELL POWEREDGE 502W POWER SUPPLY FOR R610 | REF | 1
090-0052-0010 |  | TELECT | 10 AMP BULLET BREAKER KIT | REF | 5
090-0052-0020 |  | TELECT | 20 AMP BULLET BREAKER KIT | REF | 22
090-0052-0030 |  | TELECT | 30 AMP BULLET BREAKER KIT | NEW | 2
090-0052-0030 |  | TELECT | 30 AMP BULLET BREAKER KIT | REF | 6
090-0052-0040 |  | TELECT | 40 AMP BULLET BREAKER KIT | REF | 14
090-0052-0050 |  | TELECT | 50 AMP BULLET BREAKER KIT | REF | 16
090-0052-0080 |  | TELECT | 80 AMP BULLET BREAKER KIT | REF | 5
090-0052-0090 |  | TELECT | 90 AMP BULLET BREAKER KIT | REF | 4
090-40001-01 |  | TELECOM | DIGITAL CLOCK DISTRIBUTOR CHASSIS | REF | 1
090-40014-01 | D0CPBE03AA | SYMM | DCD-400 FUSE/ALARM UNIT REV-C | REF | 1
090-40015-02 | D0CPBF15AA | SYMM | DCD MCA CLOCK DISTR/CNTL ASSEMBLY | REF | 1
090-58021-01 | D0C135VAAA | SYMM | SYMMETRICOM TIMEPROVIDER 1000/1100 | REF | 2
091-0815-A |  | POLYPHASER | LIGHTNING IMPULSE SUPRESSOR | NEW | 2
093-58536-10 | CRMYACEKRA | MICROSEMI | MOUNTING BRACKET FOR 58536A | REF | 12
094-0721T-B |  | POLYPHASER | LIGHTNING IMPULSE SUPPRESSOR | NEW | 3
09H02FGG-LB-E3/8R-21 |  | ERICSSON | ERICSSON FIBER RISER CABLE ODC/LC 1M | NEW | 1
09MTF8 |  | DELL | DELL POWEREDGE C1100 RISER CARD | REF | 3
0A35151 |  | HITACHI | HITACHI HUA721050KLA330 3.5" 500GB HARD DISK DRIVE | REF | 1
0A35770 |  | HITACHI | HITACHI HUA721050KLA330 3.5" 500GB HARD DISK DRIVE | REF | 1
0A39289 |  | HITACHI | HITACHI HUA722010CLA330 1TB 7.2K SATA 3G/S 3.5" HDD | REF | 4
0-B |  | EATON | 3/8"-1/2" RGD;1/2" EMT HANGER W/BOL | NEW | 4
0B23661 |  | HGST WD | HGST HUS156030VLS600 300GB 15K RPM 3.5" HDD | NEW | 1
0B24481 |  | HGST WD | HGST HUS156060VLS600 600GB 15K RPM 6G/S SAS 3.5" HDD | REF | 1
0B26072 |  | HGST WD | HGST HUC109090CSS600 900GB 10K RPM 6G/S 64M 2.5" HDD | REF | 1
0B26316 |  | HITACHI | HITACHI HUS723030ALS640 3TB 7.2K RPM 6G/S SAS 3.5" HDD | REF | 33
0C584T |  | DELL | DELL POWEREDGE C1100 DUAL SOCKET FCLGA1366 MOTHERBOARD | REF | 1
0C8306 |  | DELL | DELL POWEREDGE 2800/2850 SYSTEM BOARD | REF | 1
0C9857 |  | DELL | DELL POWEREDGE 1900 2900 INTERNAL HOT SWAP FAN WITH MOUNT | REF | 6
0CNXVV |  | DELL | DELL PERC H700 SAS 512MB RAID CONTROLLER | REF | 2
0CPVNF |  | DELL | DELL POWEREDGE R720XD 1X X16 PCIE RISER BOARD #3 | REF | 6
0CWJ0X |  | DELL | DELL A7 POWEREDGE SLIDE RAIL SET 09RFVV(LEFT) 0RK1KT(RIGHT) | REF | 1
0CX2WM |  | DELL | DELL POWEREDGE C1100 CPU COOLING HEATSINK | REF | 3
0D3163 |  | DELL | DELL POWEREDGE 2800 7000814-0000 700W POWER SUPPLY | REF | 1
0D9761 |  | DELL | DELL A670P-00 POWEREDGE 1950 670W POWER SUPPLY | REF | 6
0DD3F6 |  | DELL | DELL POWEREDGE R720XD 3X PCIE RISER BOARD #1 | REF | 1
0DX19J |  | DELL | POWEREDGE C1100 SINGLE RISER BOARD | REF | 1
0F11000 |  | HITACHI | HITACHI HUA722050CLA330 3.5" 500GB HARD DISK DRIVE | REF | 1
0F463R |  | DELL | DELL CS23 C1100 C2100 CS24 SAS SATA DRIVE CADDY TRAY 3.5" | REF | 9
0F617N |  | DELL | DELL CHEETAH 15K.7 300GB 15K RPM 6G/S SAS 3.5" HDD | REF | 1
0F830C |  | DELL | DEL 2.5" SAS/SATAU TRAY CADDY | REF | 16
0F8KY1 |  | DELL | DELL POWEREDGE R720XD/R730XD 24 BAY BACKPLANE SIGNAL CABLE | REF | 6
0F9F51 |  | DELL | DELL E750E-S0 POWEREDGE 750W POWER SUPPLY | REF | 2
0FXHMV |  | DELL | DELL POWEREDGE R720XD 2X PCIE RISER BOARD #2 | REF | 6
0G108N |  | DELL | DELL SAVVIO 15K.2 73GB 15K RPM 3G/S SAS 2.5" HARD DRIVE | REF | 1
0GRCT2 |  | DELL | DELL HE253GJ 250GB 7.2KRPM 3G/S SATA 16MB 3.5" HDD | REF | 1
0GX986 |  | DELL | DELL R905 FAN BACKPLANE INTERPOSER BOARD | REF | 2
0GY520 |  | DELL | DELL 2.5'' HARD DRIVE HDD BLANK FILLER | REF | 22
0H2845 |  | DELL | DELL RAIL KIT FOR POWEREDGE 2850 | NEW | 1
0H962F |  | DELL | WESTERN DIGITAL WD2502ABYS-18B7A0 250GB HARD DRIVE | REF | 34
0HCR2Y |  | DELL | DELL PE PERC H700 1-GB CACHE SAS RAID CONTROLLER | REF | 1
0HPGMT02R | PWFYALZCAA | HENDRY | 100A -48V DL 20/20 GMT FUSE PANEL | NEW | 1
0HPGMT02R | PWFYALZCAA | HENDRY | 100A -48V DL 20/20 GMT FUSE PANEL | REF | 2
0HPGMT07R | PWFYAL2CAA | TELECT | HENDRY-48V SGL 30 GMT FP | NEW | 1
0HY105 |  | DELL | DELL DPS-670CB-A POWEREDGE 1950 670W POWER SUPPLY | REF | 5
0J13243 |  | HITACHI | HITACHI HTS723232A7A364 320GB 7.2KRPM 3G/S SATA 2.5" HDD | REF | 1
0J38MN |  | DELL | DELL POWEREDGE 502W POWER SUPPLY FOR R610 | REF | 1
0J515N |  | DELL | DELL MBE2073RC 73GB 15K RPM 3G/S SAS 2.5" HARD DRIVE | REF | 3
0J800M |  | DELL | POWEREDGE R710 FRONT PANEL BOARD | REF | 11
0JD090 |  | DELL | DELL POWEREDGE 1850 550W POWER SUPPLY | REF | 2
0K145G |  | DELL | POWEREDGE R710 SLIMLINE SATA DVD-ROM DRIVE | REF | 1
0K869T |  | DELL | POWEREDGE R610 R710 ENTERPRISE IDRAC REMOTE ACCESS CARD | REF | 12
0KKP8D |  | DELL | DELL POWEREDGE R720XD VFLASH MEDIA READER | REF | 1
0KT108 |  | DELL | WESTERN DIGITAL WD5001ABYS-18YNA0 500GB HDD | REF | 5
0KVXM6 |  | DELL | DELL POWEREDGE R710 DVD ROM DRIVE | REF | 6
0M0GJ4 |  | DELL | DELL POWEREDGE R710 I/O PANEL CABLE | REF | 9
0M233H |  | DELL | DELL POWEREDGE R710 MOTHERBOARD | REF | 1
0M246M |  | DELL | 2 PACK SAS-A SAS-B SATA CABLE DELL POWEREDGE R310 R710 H700 | REF | 4
0M6XT9 |  | DELL | DELL A1570P-01 POWEREDGE R900 1750W POWER SUPPLY | REF | 2
0M770R |  | DELL | DELL 2U CABLE MANAGEMENT ARM KIT | NEW | 1
0M997J |  | DELL | RIGHT DELL 2U POWEREDGE SLIDING RAIL MOUNT | REF | 7
0MCR5X |  | DELL | DELL PER H710 RAID CONTROLLER CARD | REF | 1
0MJCP4 |  | DELL | DELL POWEREDGE R720 SAS DW SFF-8087 DATA CABLE | REF | 5
0MKT6V |  | DELL | POWER EDGE DVD-ROM SATA OPTICAL DRIVE 12X | REF | 1
0MX827 |  | DELL | POWEREDGE R710 2.5X8 SAS BACKPLANE WITH CABLE | REF | 12
0MX843 |  | DELL | POWEREDGE R710 PCI EXPRESS RISER BOARD WITH BRACKET | REF | 12
0MY064 |  | DELL | DELL DPS670P-S0 POWEREDGE 1950 670W POWER SUPPLY | REF | 2
0N6GN3 |  | DELL | POWEREDGE DVD-RW SLIMLINE SATA DRIVE | REF | 1
0NU209 |  | DELL | DELL 3.7V DC RAID CONTROL BATTERY BCKUP UNIT W/TH HLDR/CBL | REF | 12
0P110M |  | DELL | DELL PERC H700I TO SAS BACKPLANE CABLE FOR POWEREDGE R710 | REF | 3
0P223J |  | DELL | DELL READY RAILS RAIL KIT INCLUDES 0N915J AND 0R137J | REF | 2
0P242J |  | DELL | LEFT DELL 2U POWEREDGE SLIDING RAIL MOUNT | REF | 7
0P383F |  | DELL | DELL MHZ2250BK 250GB 7.2K RPM 3G/S SATA 2.5" HARD DRIVE | REF | 3
0P8437 |  | DELL | DELL POWEREDGE 2850 PCI EXPRESS RISER BOARD | REF | 1
0PKDGR |  | DELL | DELL E-PORT PLUS DOCKING STATION | REF | 1
0PT544 |  | DELL | DELL R710 I/O PANEL USB CABLE | REF | 12
0R1446 |  | DELL | DELL POWEREDGE 2850 700W POWER SUPPLY | REF | 5
0R145M |  | DELL | POWEREDGE R710 PERC H700 SAS/SATA RAID CABLE | REF | 10
0R374M |  | DELL | POWEREDGE PERC H700 SAS RAID Controller 512MB | REF | 4
0R557C |  | DELL | POWEREDGE R710 PCI-E RISER G2-X4 3 SLOT | REF | 12
0R727K |  | DELL | DELL MBE2073RC 73GB 15K RPM 6G/S SAS 2.5" HARD DRIVE | REF | 1
0RMJ09 |  | DELL | DELL 0RMJ09 2161AD KVM CONSOLE SWITCH WITH MOUNT | REF | 1
0RN695 |  | DELL | DELL POWEREDGE R710 SAS SATA CABLE 24" PERC 6/I | REF | 1
0RY631 |  | DELL | DELL 24" BATTERY CABLE | REF | 1
0T954J |  | DELL | DELL PERC 6I PCI-E SAS RAID CONTROLLER | REF | 2
0TC244/0RC189 |  | DELL | DELL LEFT/RIGHT 0TC244/0RC189 RAILS KIT FOR POWEREDGE 1950 | REF | 1
0TK038 |  | DELL | DELL POWEREDGE R710 MINI-SAS CABLE ASSEMBLY 24IN | REF | 1
0TK039 |  | DELL | DELL POWEREDGE R710 I/O PANEL CABLE | REF | 3
0TT021 |  | DELL | DELL POWEREDGE R900 SAS/SATA BACKPLANE | REF | 1
0TT740 |  | DELL | DELL POWEREDGE 1950 SYSTEM MOTHERBOARD | REF | 1
0TV8HD |  | DELL | DELL POWEREDGE C1100 HEATSINK | REF | 3
0TW13J |  | DELL | DELL 2.5-INCH SAS/SATA HARD DRIVE BLANK FILLER | REF | 24
0TY129 |  | DELL | DELL POWEREDGE R710 PROCESSOR CPU HEATSINK | REF | 24
0U706K |  | DELL | DELL MBD2300RC 300GB 10K RPM 6G/S SAS 2.5" HARD DRIVE | REF | 3
0U8735 |  | DELL | DELL 3.7V 7WH STORAGE CONTROLLER BATTERY WITH CABLE | REF | 13
0U9971 |  | DELL | DELL POWEREDGE 1850 SYSTEM MOTHERBOARD | REF | 1
0VCKT4 |  | DELL | DELL POWEREDGE C1100 MANAGEMENT BUS CABLE | REF | 3
0VF0XJ |  | DELL | DELL POWEREDGE R720XD 24X 2.5'' SAS BACKPLANE BOARD | REF | 5
0VT6G4 |  | DELL | DELL POWEREDGE R710 T610 870W POWER SUPPLY | REF | 1
0W56W0 |  | DELL | POWEREDGE PERC H700 SAS RAID CONTROLLER CARD | REF | 1
0W670G |  | DELL | DELL QUAD PORT PCI-E NIC ETHERNET NETWORK CARD | REF | 1
0WT5R3 |  | DELL | DELL POWEREDGE C1100 DUAL SOCKET FCLGA1366 MOTHERBOARD | REF | 1
0WV3MF |  | DELL | DELL POWEREDGE C1100 CONTROL PANEL CABLE | REF | 3
0WW126 |  | DELL | DELL POWEREDGE 2950 DRAC5 REMOTE ACCESS CARD | REF | 1
0WY815 |  | DELL | DELL POWEREDGE R900 POWER DISTRIBUTION BOARD | REF | 1
0X160K |  | DELL | DELL SAVVIO 10K.3 146GB 10K RPM 6G/S SAS 2.5" HARD DRIVE | REF | 14
0X3D66 |  | DELL | DELL POWEREDGE MOTHER BOARD FOR R720 R720XD | REF | 1
0X6847 |  | DELL | DELL PERC 4E/DC 128MB SCSI PCI-E RAID CONTROLLER | REF | 1
0X947H |  | DELL | DELL POWEREDGE R900 QUAD XEON SOCKET 604 SYSTEM MOTHERBOARD | REF | 1
0X968D |  | DELL | DELL 3.5" SAS SATA HARD DRIVE TRAY/CADDY | REF | 3
0XF3CV |  | DELL | DELL POWEREDGE R720 BACKPLANE CONTROL CABLE | REF | 6
0XT618 |  | DELL | DELL POWEREDGE R710 SERVER SATA OPTICAL DRIVE CABLE | REF | 12
0XXFVX |  | DELL | DELL PERC H700 6GBPS SAS RAID CONTROLLER CARD | REF | 6
0XYXMG |  | DELL | DELL D750E-S2 POWEREDGE R620 720 POWER SUPPLY | REF | 1
0Y0982 |  | DELL | POWEREDGE 2850 SERVER 1 X 6 80-PIN SCSI SCA BACKPLANE BOARD | REF | 1
0YDJK3 |  | DELL | DELL POWEREDGE R710 SYSTEM MOTHER BOARD | REF | 7
0YF1JW |  | DELL | DELL 2U CABLE MANAGEMENT ARM KIT | NEW | 5
0YFG1C |  | DELL | DELL N870P-S0 POWEREDGE R710/T610 870W POWER SUPPLY | REF | 14
0YT0VD |  | DELL | RIGHT DELL 1U POWEREDGE SLIDING RAIL MOUNT SLIM | REF | 17
100-00007 | SOM1A00ARC | CALIX | REV 23 CALIX C7 SHELF | REF | 1
100-00016 |  | CALIX | CALIX C7 ADMIN & MTCE PROCR | REF | 3
100-00018 |  | CALIX | C7 QUAD OC3 INTFC CARD | REF | 3
100-00018 | SOUIA0WGAB | CALIX | REV-18 C7 QUAD OC3 INTFC CARD | REF | 2
100-00018 | SN03AD0CAB | CALIX | REV-14 C7 QUAD OC3 INTFC CARD | REF | 1
100-00021 | SOIF35SHAG | CALIX | REV-27 CALIX C7 POTS INTERFACE CARD | REF | 2
100-00021 | SOIF35SHAB | CALIX | REV-22 CALIX C7 POTS INTERFACE CARD | REF | 15
100-00021 | SOIF35SHAA | CALIX | REV-10 CALIX C7 POTS INTERFACE CARD | REF | 3
100-00022 | SOIF46SHAA | CALIX | REV-10 CALIX C7 ADSL INTERFACE CARD | REF | 16
100-00055 | SOI324XCAA | CALIX | REV-10 C7 GIGABIT ETHERNET CARD | REF | 1
100-00075 |  | CALIX | C7 OC-3 SONET INTERFACE CARD | REF | 1
100-00076 | SOI34GXCAA | CALIX | REV-10 C7 OC-12 SONET INTERFACE | REF | 1
100-00076 |  | CALIX | C7 OC-12 SONET INTERFACE | REF | 2
100-00085 | SOI3DELCAD | CALIX | REV-16 C7 OC-48 1-PORT I/F CARD | REF | 6
100-00085 | SOI3DELCAB | CALIX | REV-14 C7 OC-48 1-PORT I/F CARD | REF | 7
100-00143 | SOI3W1UCAC | CALIX | REV-25 CALIX C7 T1 INTERFACE CARD | REF | 3
100-00180 | SN2PB90AAC | CALIX | REV-19 C7 RSCE ARBITRATION | REF | 2
100-00181 | SOI5HJ0CAC | CALIX | C7 DS1 INTERFACE CARD | REF | 2
100-00250 | SN4PR30EAB | CALIX | REV-11 CALIX C7 IP RESOURCE CARD | REF | 10
100-00250 | SN4PR30EAA | CALIX | REV-10 CALIX C7 IP RESOURCE CARD | REF | 6
100-00261 |  | CALIX | CALIX C7 DS1 12-PORT INTERFACE CD | REF | 6
100-00343 | SN5PPU0DAA | CALIX | REV-20 C7 ADMIN & TEST PROCESSOR | REF | 1
100-00456 | SOUIABCGAA | CALIX | REV-20 CALIX C7 24-PORT ADSL2 CARD | REF | 53
100-00456 | SOUIABCGAC | CALIX | REV-22 CALIX C7 24-PORT ADSL2 CARD | REF | 3
100-00458 |  | CALIX | C7 DS3 ENHANCED PACKET | REF | 1
100-00458 | SO2I601GAA | CALIX | REV-10 C7 DS3 ENHANCED PACKET | REF | 1
100-00482 | SOUCABXKAE | CALIX | REV-24 C7 OPTICAL LINE TERM CARD | REF | 14
100-00483 | SOUCABYKAC | CALIX | REV-24 C7 VOICE GATEWAY PROCESSOR | REF | 11
100-00514 | SOUIAC1GAA | CALIX | REV-20 C7 24-PORT ADSL2/2+ POTS CRD | REF | 14
100-00514 | SOUIAC1GAB | CALIX | REV-21 C7 24-PORT ADSL2/2+ POTS CAR | REF | 1
100-00574 | SOUIAL0GAB | CALIX | REV-11 ADSL 2/2+ 24 POTS COMBO CARD | REF | 1
100-00626 |  | CALIX | C7 RJ45-4 ETHERNET INTERFACE ADAPTR | REF | 1
100-00658 | SOUCAFRKAA | CALIX | REV-10 CALIX C7 OPT LINE TERMN CD | REF | 22
100-00681 |  | CALIX | CALIX C7 (MSAP) F5 SHELF | NOB | 1
100-00692 | BVMEBB0ARA | CALIX | CALIX C7 504 ONT, 4 POTS, 1 ETHRNET | NEW | 5
100-00693 | BVMEAD0ARA | CALIX | CALIX 522 ONT 2 POTS 1 ETHERNET MOD | NEW | 20
100-00699 | BVMECC0ARA | CALIX | CALIX 560 ONT MOD-FP-560 | NEW | 7
100-00699 | BVMECC0ARA | CALIX | CALIX 560 ONT MOD-FP-560 | REF | 1
100-00700 | BVL1YR0EAA | CALIX | CALIX 560 QUAD ONT VIDEO 4-PORT CRD | NOOB | 30
100-00701 | BVL1WL0EAA | CALIX | CALIX 560 QUAD ONT UVG 4-PORT CRD | NOOB | 10
100-00936 | BVL3AAYFAA | CALIX | REV-12 ONT714 OPTICAL NTWK TERM MOD | REF | 7
100-00939 | BVL3AA1FAA | CALIX | REV-12 ONT722 OPTICAL NTWK TERM MOD | REF | 1
100-00941 | BVL3AA3FAA | CALIX | REV-12 ONT740 OPTICAL NTWK TERM MOD | REF | 4
100011 |  | PLATINUM | PLATINUM TOOLS EZ-RJ45 CAT 6+ COMBO 27 CONN & 27 STRAIN RELI | NEW | 1
100-01158 | BVL3ACJFAA | CALIX | REV-12 740G ONT UNIT | REF | 1
100-01177 | BVL3ACWFAA | CALIX | REV-10 700G ONT MODULE | REF | 1
100-01449 | BVM8300CRD | CALIX | CALIX E7 1RU, 2 SRV SLT SHELF | NEW | 1
100-01662 | BVL3ALMFAA | CALIX | SFP TRANSCEIVER 1GE 1310NM 10KM RT | REF | 3
100-01668 | BVL3ALVFAA | CALIX | REV-10 SFP 1GE BIDI 1310NM"U"20KM | REF | 4
100-01785 | SOUIBM0GAB | CALIX | REV 11 CALIX ADSL2-24A CARD | REF | 7
100-05524 | BVL3BBZFAA | CALIX | REV-10 CALIX XGS-PON OLT N2 CTEMP TRANSCEIVER | NEW | 13
1000-9650 |  | OPTELIAN | DWS-100 50:50 SPLITTER | REF | 2
1000BASE-LX |  | CISCO | CISCO 30-1299-01 SFP 1310NM LC SM | REF | 2
1000BASE-LX SFP |  | 3RDPARTY | LC 1000BASE-LX SFP | REF | 3
1000BASE-T SFP |  | 3RDPARTY | RJ45 1000BASE-T SFP | REF | 7
10039210 |  | RFS | 7253 P40 DOWNTILT KIT | NEW | 52
100-4183-05 |  | SUNMICRO | SUN ETHERNET PCI CARD -01REV52 | REF | 1
100-580-591 |  | EMC | EMC I/O TRPE BLANK FILLER MODULE | REF | 6
1010131 |  | CROSBYWIRE | G-450 CROSBY WIRE ROPE U-BOLT STEEL 11-1/2" ROPE TURN BACK | NEW | 6
10135936 | WMR6JXCDAA | JDSU | WV 200 OPTICAL REGENERATOR | NEW | 1
103-049-000C |  | EMC | EMC SAN MANAGEMENT MODULE W/ LATCH HANDLE FOR CX4-960 | REF | 2
103-064-000B |  | EMC | EMC I/O ANNEX ASSEMBLY CARD | REF | 2
103342119 |  | LUCENT | 127C MTG APP | NOOB | 16
105277792 |  | LUCENT | LUCENT D181683 KIT 8-1 SPLITTER | NEW | 3
105661524 |  | LUCENT | 181B APP MOUNTING | NOB | 4
105744569 |  | LUCENT | BNC/S734A STRT BNC CONNECTOR | NEW | 8
105744577 |  | LUCENT | BNC/R734A RIGHT ANGLE BNC CONNECTOR | NEW | 49
1060000043 |  | 3RDPARTY | L-TRIM EDGING FOR RAISED COMPUTER FLOR BLK 2'LX1-1/2"WX5/8"H | NEW | 190
1064271020 |  | MOLEX | QSFP28 CWDM4 TRX 2KM TRANSCEIVER | REF | 1
1064281103 |  | MOLEX | QSFP-DD 400G-DR4+ TRX 1310NM 2 | REF | 1
1070HG |  | COMMSCOPE | HOISTING GRIP FOR 7/8" COAX CABLE | NEW | 1
108288440 |  | LUCENT | LUCENT AALCS-03.5 OPTICAL ATTENUATOR | NEW | 2
108288457 |  | LUCENT | LUCENT AALCS-10.0 OPTICAL ATTENUATOR | NEW | 4
108288465 |  | LUCENT | LUCENT AALCS-07.0 OPTICAL ATTENUATOR | NEW | 2
108288473 |  | LUCENT | LUCENT AALCS-05.0 OPTICAL ATTENUATOR | NEW | 2
108288481 |  | LUCENT | LUCENT AALCS-03.0 OPTICAL ATTENUATOR | NEW | 4
108349432 |  | LUCENT | LUCENT AALCS-06.0 OPTICAL ATTENUATOR | NEW | 4
108349440 |  | LUCENT | LUCENT AALCS-02.5 OPTICAL ATTENUATOR | NEW | 2
108349457 |  | LUCENT | LUCENT AALCS-02.0 OPTICAL ATTENUATOR | NEW | 4
108355363 |  | LUCENT | LUCENT AALCS-00.5 OPTICAL ATTENUATOR | NEW | 2
108355371 |  | LUCENT | LUCENT AALCS-01.0 OPTICAL ATTENUATOR | NEW | 4
108355389 |  | LUCENT | LUCENT AALCS-01.5 OPTICAL ATTENUATOR | NEW | 2
108357971 |  | LUCENT | LUCENT AALCS-04.5 OPTICAL ATTENUATOR | NEW | 2
108357989 |  | LUCENT | LUCENT AALCS-05.5 OPTICAL ATTENUATOR | NEW | 2
108358003 |  | LUCENT | LUCENT AALCS-07.5 OPTICAL ATTENUATOR | NEW | 2
108358011 |  | LUCENT | LUCENT AALCS-08.0 OPTICAL ATTENUATOR | NEW | 2
108358029 |  | LUCENT | LUCENT AALCS-08.5 OPTICAL ATTENUATOR | NEW | 2
108358037 |  | LUCENT | LUCENT AALCS-09.0 OPTICAL ATTENUATOR | NEW | 4
108358045 |  | LUCENT | LUCENT AALCS-09.5 OPTICAL ATTENUATOR | NEW | 2
108358078 |  | LUCENT | LUCENT AALCS-11.0 OPTICAL ATTENUATOR | NEW | 2
108358193 |  | LUCENT | LUCENT AALCS-18.0 OPTICAL ATTENUATOR | NEW | 2
108645573 |  | TELCO | E137750 NP SHELF W/DC CABLES | REF | 2
108845801 |  | OFS | FBR CABLE SC/SC MINICRD 4.17FT | NEW | 50
108994661 |  | LNGE PWR | CS950S POWER SHELF 24V 9000W | REF | 2
108994926 |  | GE | LINEAGE QS800A CONVERTER SHELF | NOOB | 1
109336032 | SOC3JK0EAA | LUCENT | S1:1 VLNC1 SYSTEM CONTROL | REF | 1
109336057 | SO2INWYAAA | LUCENT | S1:2 VLNC15 DMXPLORE ETHERNET INTFC | REF | 1
109336586 | WOMAY00JRA | LUCENT | LAMBDAXTREME TOP/BTM REPEATER SHLF | NEW | 1
109405969 | SOUIBEEFAA | LUCENT | VLNC25 DMXPLR OC12/16DS1/2D INTF CP | REF | 1
109-85500-01 |  | SUNMICRO | 7000 32MB DDR PCI VGA DVI VIDEO GRD | REF | 2
10G2BF-SFP+-PXE |  | FEMRICE | 10GBPS DUAL SFP+ PORT ETHERNET NETWORK ADAPTER CARD | NOOB | 1
10GSFP+E27B10L |  | CHAMPION | 10G SFP+SF 1270TX/1330RX 10KM | REF | 1
10GSFP+E33B10L |  | CHAMPION | 10G LR SFP+SF 1330TX/1270RX 10KM | NEW | 1
10GXFP10 |  | CHAMPION | XFP 10G LR 10KM SM | REF | 1
10N11 | BAP2H01GAE | LUCENT | PSAX 1000 PWR SUPPLY MOD 300564184 | NOB | 84
110-1000-007 |  | CIENA | CORESTREAM POWER DISTR SHLF NEBS | REF | 2
1101-772-A |  | TRANSTECTR | TSJ X6 A 6-PORT T1/E1 SURGE PROTECT | NEW | 3
1101-778 |  | TRANSTECTR | ALPU-ORT DATA SURGE PROTECT SPD GIG ETH POE+110 PNCH DWN BLK | NOB | 1
11078-REV-01 | BA7AAA0AAA | LUCENT | CBX 500 1-PORT STM1/E1 810-17700-01 | NOB | 6
11079-REV-01 | BAUCAACBAA | LUCENT | CBX 500 DS3/1 STM1 IMA 810-01028-02 | NOB | 19
110-800-000C |  | EMC | EMC CX4-960 STORAGE PROCESSOR CARD W/T 16GB MEMORY | REF | 2
110852 |  | TELECT | KTK / KLM FUSE BLANK | NEW | 175
11268-001 |  | CHATSWORTH | CABLE RUNWAY L BRACKET 4.75"W X 4.24"H GOLD | NEW | 6
11301001 |  | CHATSWORTH | BUT SPLICE KIT 1.5" | NEW | 1
11308-001 |  | CHATSWORTH | J-BOLT KIT CABLE RUNWAY 2.25" GOLD | NEW | 1
11334 |  | MONOPRICE | FLEXBOOT CAT5E PATCH CABLE 3FT RED | NEW | 2
11353 |  | MONOPRICE | MP-CAT5E-05-BLUE RJ45 CAT5E 5FT BLUE PATCH CABLE | NEW | 44
11385 |  | MONOPRICE | MONOPRICE FLEXBOOT CAT6 SNAGLESS 350 MHZ 24AWG 7FT ORANGE | NEW | 1
11408-003 |  | CHATSWORTH | 5/8" RUNWAY BRACKET SUPPORT KIT | NEW | 44
1150052L1 | D4PBCU0FAA | ADTRAN | ACT PCU POWER CONVERTER UNIT | REF | 2
1150055L2 | T1L1EDL4AB | ADTRAN | REV-H ACT2300 BK CONTROL UNIT | REF | 2
115055 |  | EMERSON | F1003474 LOAD SHEDDING DISCONNECT | NEW | 1
115RFP-5NPW |  | ADC | FILLER KIT 5FT X 11FT 6IN NETWORK | NEW | 1
116-800-015 |  | AIRGUARD | FLOOR GROMMET GTAG2 | NEW | 2
1175006L1 | SIPUBBABAA | ADTRAN | TA750 POWER SUPPLY UNIT | REF | 1
1175099L1 | SIPQ0B4FAA | ADTRAN | TA750 BLANK FILLER CARD | REF | 2
1175408L2 | SIC2WXHKAA | ADTRAN | TA750 QUAD FXS ACCESS | REF | 1
1175408L2 | SIC2WXHKAB | ADTRAN | TA750 QUAD FXS ACCESS | REF | 5
117624-1 |  | COMMSCOPE | 1.8M MOUNT ACCESSORY KIT | NEW | 1
1180008L2 | VAC4XWHHAA | ADTRAN | TA1500 SYST CONTROLLER UNIT W/ MLT | REF | 3
1180025L1 | VAL4NS0DAA | ADTRAN | TA1500 DATA SERVICE UNIT | REF | 1
1181001L1 | M3M1BB0BRB | ADTRAN | TOTAL ACCESS CHASSIS TA 3000 23" | REF | 1
1181001L1 | M3M1BB0BRA | ADTRAN | TOTAL ACCESS CHASSIS TA 3000 23" | REF | 3
1181003L1 |  | ADTRAN | TOTAL ACCESS HEAT BAFFLE 23" | REF | 6
1181004L1 | M3CUFR0BAA | ADTRAN | ADTRAN TA3000 DL BNC ADAPTER | REF | 2
1181006L1 | M3PQ0AVBAA | ADTRAN | TOTAL ACCESS FAN MODULE | REF | 1
1181006L2 | M3PQ0BGBAA | ADTRAN | TA3000 23IN ENHANCED FAN MDL | REF | 1
1181015L1 | T1C2CDDCAA | ADTRAN | REV-B TOTAL ACCESS SYS CONTROL | REF | 1
1181018L1 | T1C2CKFCAA | ADTRAN | TA3000 ENHANCED SCU | REF | 6
1181018L3 | T1C2CKSCTA | ADTRAN | TOTAL ACCESS SYS CONT | REF | 1
1181041L2 | M3C3LKTAAA | ADTRAN | TA3000 CELL SWITCH MODULE | REF | 8
1181041L3 | M3C3LT0AAB | ADTRAN | ADTRAN TOTAL ACCESS ATM SWG | REF | 2
1181106L1 | T1L3438AAA | ADTRAN | TOTAL ACCESS HDSL TRCVR | REF | 2
1181402L1 | M3LIFF0AAA | ADTRAN | 4 PORT DSX1 ATM CARD | REF | 60
1181405L1 | M3LIEM0AAB | ADTRAN | TOTAL ACCESS 8PRT ADSL | REF | 3
1181409L1 | SIAPJT0BAA | ADTRAN | ADTRAN TA3000 IMA MODULE | REF | 3
1181409L2 | SIAPJTRBAA | ADTRAN | ADTRAN TA3000 IMA MODULE | NEW | 3
1181409L2 | SIAPJTRBAA | ADTRAN | ADTRAN TA3000 IMA MODULE | REF | 4
1181409L2 | SIAPJTPBAA | ADTRAN | ADTRAN TA3000 IMA MODULE | REF | 6
1181455L1 | COUIAD3RTA | ADTRAN | TA3000 HIGH SPEED FIBER LINE MOD | F/S | 2
1181455L1 | COUIAD3RTA | ADTRAN | TA3000 HIGH SPEED FIBER LINE MOD | REF | 1
1182006L1 | M3MYAB3MAA | ADTRAN | TOTAL ACCESS 3010 19" FAN UNIT | REF | 1
1183002L1 | VAC470SHAA | ADTRAN | TA3050 TA3050 ADSL SPLTR MODULE | REF | 2
1183102L1 | VAUCABEDAA | ADTRAN | TA3050 8P ADSL2+ VIDEO SPLT | NEW | 1
1183102L1 | VAUCABEDAA | ADTRAN | TA3050 8P ADSL2+ VIDEO SPLT | NOB | 2
1184500L1 | SOC280YGAA | ADTRAN | ADTRAN OPTI-6100 SCM | REF | 6
1184500L1 | SOC280GGAA | ADTRAN | ADTRAN OPTI-6100 SCM | REF | 1
1184502L4 | SOCNDJKCAA | ADTRAN | OC-3 OPTICAL MXR MOD | REF | 17
1184505L1 |  | ADTRAN | OPTI-6100 MS BLANK | REF | 3
1184505L1 | SOPQAFKNAA | ADTRAN | OPTI-6100 MS BLANK | REF | 1
1184507L2 | SOPQAFDNAA | ADTRAN | OPTI-MX FAN MOD ASBY | REF | 1
1184513L2 | SOUIAWPLTA | ADTRAN | OPTI-6100 DS1 TRIBUTARY MODULE | REF | 1
1184515L1 | SOC250HGAA | ADTRAN | OPTI 6100 DS1 TRIBUTARY MODULE | REF | 1
1184515L2 | SOC2506GAA | ADTRAN | OPTI-6100 DS1 VT1.5 MID-SPEED MUX | REF | 1
1184536L1 | SOCND10CAA | ADTRAN | ADTRAN OC-3 OPTICAL MUX MODULE | REF | 1
1186001L2 | M3M1W00BRA | ADTRAN | MX2820 23-INCH CHASSIS | REF | 20
1186002L2 | M3C3R30AAA | ADTRAN | MX2820 MUX CARD, 24 VOLT | REF | 2
1186003L1 | M3C3SS0AAA | ADTRAN | ADTRAN MX2820 SCU | REF | 1
1186035L2 |  | ADTRAN | 35FT MX2820 CABLE FUTURE BUS/ M AMP | NEW | 3
1187020G1 | BVL2N0NCTA | ADTRAN | TA5000 ETHRNT SWG ENGINE SM-2GE | REF | 2
1187080G1 | BVPQADGMAB | ADTRAN | TA5000 23 IN FAN MODULE | REF | 1
1187180L1 | BVL3ABEDTB | ADTRAN | TA5000 32-PORT SHDSL EFM ACCESS MOD | REF | 1
1187260G1 | BVL3ADADTA | ADTRAN | ADTRAN TA5000 EFM DS3 4-PORT LM | REF | 1
11874350 |  | COOPER B | 90 DEGREE KIT ZINC PLATED | NEW | 16
1187450G1 | BVPQADJMAB | ADTRAN | TA5000 CHAMP CONNR GID UN | REF | 1
1187803G1 | BVL3AEHDTB | ADTRAN | TA5000 DS1 IMA/MLPPP 32 PORT AM DS132 PRT | REF | 1
1189008L1 | M3CMZTMETA | ADTRAN | DS3 MULTIPLEXER CARD | NOB | 1
1189008L1 | M3CMZTMETA | ADTRAN | DS3 MULTIPLEXER CARD | REF | 2
120-0001-012 | LGPQAFLDAA | CIENA | REV-C MULTIWAVE FACE PLATE | REF | 4
120-0001-048 |  | CIENA | CORESTREAM BLANK MODULE REV-1 | REF | 16
12000-SIP-601 |  | CISCO | ISE 10GB GSR SPA INTERFACE PROCESSOR 601 MODULAR SERVICE | REF | 1
1200290L1 |  | ADTRAN | MX2800 MUX CHASSIS M3M1AK0BRA | REF | 1
1200339L1 | SLPQ0HVHAA | ADTRAN | TOTAL ACCESS 4303 BLANK CARD COVER | REF | 70
1200376L1 | SILCHL0DAA | ADTRAN | TA850 ROUTER CONTROLLER UNT | REF | 1
120500016400A |  | CABLE | CABLE DB25 MALE TO DB25 FEMALE WHITE | REF | 2
1212073L3 | NCM6EFEBRA | ADTRAN | 7400/T200 DS3 NIU SHELF | REF | 1
1213075L2 | NCD3EG4ATA | ADTRAN | ADTRAN T200 DS3 NIU | F/S | 4
12210 |  | HALEX | 1" EMT SET SCREW COUPLING | NEW | 11
12215 |  | HALEX | 1 1/2" EMT 4 SET SCREW COUPLING | NEW | 3
1223007L9 | T1L9BC7AAA | ADTRAN | SONEPLEX T1 H2TU-C INTFC MOD | NOB | 2
12300K04+15 |  | HENDRY | PREPACK KIT W/CVR, JUNC. PLT | NEW | 4
12300KA01 |  | TELECT | PREPACK HARDWARE KIT | NEW | 3
123-NMT50 |  | 123EWIRELE | N MALE 50 WATT RF LOAD TERMINATOR | NOOB | 4
1245001L2 | T1L2BFPBAA | ADTRAN | T1 HDSL TRANSCEIVER UNIT-CO | REF | 1
1246001L2 | T1L3M4NAAA | ADTRAN | ADTRAN T1 HDSL TRANSCEIVER UNIT-CO | NEW | 2
1246001L2 | T1L3M4NAAA | ADTRAN | ADTRAN T1 HDSL TRANSCEIVER UNIT-CO | REF | 12
125GMT10 | PWFYATMURA | AMPHENOL | 1RU 125A DUAL-FEED GMT FUSE PANEL ±12/±24/±48V | F/S | 5
125GMT10 | PWFYATMURA | AMPHENOL | 1RU 125A DUAL-FEED GMT FUSE PANEL ±12/±24/±48V | NEW | 50
125GMT10 | PWFYATMURA | AMPHENOL | 1RU 125A DUAL-FEED GMT FUSE PANEL ±12/±24/±48V | NOB | 9
125GMT15 | PWFYATNURA | AMPHENOL | GMT PNL 125A MAX DUAL 15/15 20A GMT +/-12 24 48VDC 1RU | F/S | 15
125GMT15 | PWFYATNURA | AMPHENOL | GMT PNL 125A MAX DUAL 15/15 20A GMT +/-12 24 48VDC 1RU | NEW | 1
125GMTCOVER |  | PLASTEC | REAR COVER FOR 125GMT10/15 | NEW | 17
1265-68-MNR |  | JOSLYN | AC SURGE PROTECTOR | REF | 1
1280040L1 | DRIUYS0GTA | ADTRAN | QUAD T1 INTFC CARD | REF | 2
12804108L1A | DRM1M10CRA | ADTRAN | TRACER 4108 A OCTAL T1 | REF | 1
129816 |  | TELECT | TFD FUSE HOLDER FOR TPS/TLS FUSES | REF | 1
130-0290-910 | LGR2CCXAAB | CIENA | I-02 MW1600 SCM/1625 16070-03 | NOB | 1
130-0290-910 | LGR2CCXAAB | CIENA | I-02 MW1600 SCM/1625 16070-03 | REF | 2
130-0362-900 | WMC1HE0CAA | CIENA | I-1 CORESTREAM SHELF MANAGER | REF | 7
130-0426-900 | LGR3GZDCAA | CIENA | I-1 MULTIWAVE EXT/CONTR | REF | 2
130-0496-930 | LGR3H1HCAA | CIENA | I-1 MULTIWAVE ROUTER 1 | REF | 2
130-0497-900 | LGR3H2DCAA | CIENA | I-1 MULTIWAVE ROUTER 2 | REF | 2
130-1200-900 | WMADDZ0CAA | CIENA | CORESTREAM 2.5G COMB/SPLIT-8 | REF | 12
13911-701 |  | CHATSWORTH | VELOCITY DOUBLE-SIDED VERTICAL CABLE MANAGER 70x3.6x16.4 | NEW | 1
13911-715 |  | CHATSWORTH | VELOCITY DOUBLE-SIDED VERTICAL CBL MANAGER 91 X 3.6 X16.4 | NOB | 1
14101 |  | FS | FS-SN-M6 MODEL SCREW AND NUT KIT 50PCS/PACK | NEW | 1
1430105L2 | D4D3MS1DAD | ADTRAN | D448 TOT RCH DDS-DP | REF | 3
1451 |  | PASS&SEYMO | GATOR GRIP STRAIGHT BLADE PLUG NEMA 14-50P 3P 4W50A 125/250V | NOB | 1
145G |  | ALCATEL | ALCATEL-LUCENT PTAG OVAL 1-3/8 X 1" | NOOB | 41
145P |  | BURNDY | 145P FIBER PTAG 1.75" X 1" GRAY | NEW | 1938
14V455UX-B10 |  | PANDUIT | BOLT KIT | NEW | 2
150-0775-050 |  | ALCATEL | CLIP, WIRE (WIRE SADDLE) | NEW | 16
15454 DS3 12E | WMOTBRGAAB | CISCO | 12-PT DS3 CD 800-24894-07 | REF | 1
15454 DS3N12 | SNTUBBKBAA | CISCO | DS3 CARD | REF | 1
15454 DS3N12 | SNTUBBPBAB | CISCO | TRANSCEIVER 12-PT DS3 | REF | 1
15454 DS3N12E | WMOTBRHAAB | CISCO | 12-PT DS3 CARD 800-24895-07 | REF | 4
15454 EIA SMB B84 | SNMK6D0BRA | CISCO | BACK PLANE SMB 84 POSITION B SIDE | REF | 1
15454 XCVT | SNUXZW7EAB | CISCO | CISCO CROSS CONNECT CONTROL | REF | 2
15454-EIA-1BNCB48 | WMM9700DRB | CISCO | CISCO HD BNC SIDE B 48 28-6923-01 800-26225-01 | NOOB | 1
15454-FTF2 | WMPQAHEUAA | CISCO | 15454 SHELF FAN TRAY FILTER 800-06995-01 | F/S | 18
15454-M6-DC | WOPUAC3SAB | CISCO | V03 CISCO ONS 15454 DC POWER FILTER 800-31550-03 | NOB | 1
15454-M6-FTA | WOCUAP1RAB | CISCO | V02 CISCO ONS 15454 FAN TRAY ASSEMBLY 800-31545-02 | NOB | 1
15454-MRC-I-12 | WMOTBJKAAB | CISCO | 15454 12-PT OPT INTFC 800-24423-02 | REF | 1
15454-SA-HD | WMMM700DRD | CISCO | NEBS3 10G CHASSIS 800-23890-01 | REF | 1
15454-TCC2P-K9 | WMUCA4TFAA | CISCO | 15454 TIMING CONTROL 800-24766-06 | REF | 2
15549781 |  | RFS | GROUND KIT FOR 7/8" COAX CABLE 5' | NEW | 97
15-7903-01 |  | CISCO | 128 MB MEMORY MODULE | REF | 1
158EZNM |  | ANDREW | COMMSCOPE TYPE N MALE EZFIT 1-5/8" FXL-1873/ AVA7-50 CBL | NEW | 6
15952013 | DDM16ZRBRA | ADC | KENTROX DA-SMART T3/E3 IDSU DC | REF | 2
160-9300-900 | WOTRDEAFAA | CIENA | CIENA 103.1G-111.8G 4X25G TRANSCVR | NOOB | 2
16183-10+70 |  | TELECT | PDU, 3KW MOD DUAL 4CB 4 FUSE | NOB | 2
16-2647-02 |  | CISCO | COMPACT FLASH 64MB RAM | REF | 34
16-2647-04 |  | CISCO | COMPACT FLASH 64MB RAM | REF | 24
1644-010-000-1 |  | 3COM | 3COM SUPERSTACK II 12 PORT | REF | 1
1655 |  | COOPER CRS | 2" CONDUIT CONNECTOR FOR EMT STEEL | NEW | 1
167892-2 |  | TE | CON QC TB 0.250 PRES-FIT LOT OF 250 | NEW | 5
170-0063-900 |  | CIENA | DB9F TO EIA-RJ45M STANDARD 6 FT SERIAL CONSOLE CABLE | NEW | 1
1700616G1 |  | ADTRAN | ADTRAN NETVANTA3133 SDSL 4-PT ROUTR | REF | 1
1700630E1 |  | ADTRAN | NETVANTA 4430 ACCESS ROUTER | REF | 1
170-3940-901 | CMMHE00CRA | CIENA | CIENA 3940 24 100/1000M SFP/RJ-45 E | REF | 1
1721-24-48-4 |  | WILMORE | 200-WATT DC-DC CONVERTER INTERNAL | NOOB | 9
1721-24-48-4-357 |  | WILMORE | 200-WATT DC-DC CONVERTER INTERNAL | NOOB | 7
1721-24-48-4-357 |  | WILMORE | 200-WATT DC-DC CONVERTER INTERNAL | REF | 3
17-6716-01 |  | CISCO | COMPACT FLASH 64MB RAM | REF | 1
17-6717-02 |  | CISCO | 128MB COMPACTFLASH MEMORY CARD | REF | 1
177A | SNPQWACAAB | LUCENT | DDM-2000 DS1 RETAINER BLANK CARD | REF | 16
177A2 | SNPQCTTAAA | LUCENT | S1:1 DDM-2000 DS1 RETAINER BLANK CD | REF | 7
177D | SOPQAAHDAC | LUCENT | S1:3 LUCENT APP BLANK CC 108950585 | REF | 5
181-94000 |  | HELLERMAN | 6FT WIRING DUCT COVER FOR TC4 4" BK | NEW | 8
1837042123 |  | MOLEX | SFP+ 10G 1310NM 1.4KM C STD | REF | 4
1850-TSS-5 | NGMLCOOBRA | LUCENT | 1850 TRANSPORT SERVICE SW CHASSIS | NOB | 2
186-1032-900 |  | CIENA | CIENA WAVESERVER AI SLOT FILLER | NOB | 1
193841-1 |  | TE | TE UNIVERSAL MATE-N-LOK II MALE CRIMP PIN 2MM 12-14 AWG | NEW | 1
199MN | NGPQAKBDAA | LUCENT | 1850 TSS BLANK APPARATUS | REF | 2
199SC | SOPQAHHDAB | LUCENT | 1665 DMXPLORE BLANK FILLER CP | REF | 2
19-RR-KIT-NRF |  | METAL-TECH | RELAY RACK HARDWARE KIT 19" NRF | NOB | 1
1AB187280063 |  | ALCATEL | FTLF8519P3BTL-AW 1GB BASE-SX 850NM MMF LC SFP TRANSCEIVER | NOB | 33
1AB187280063 |  | ALCATEL | FTLF8519P3BTL-AW 1GB BASE-SX 850NM MMF LC SFP TRANSCEIVER | NOOB | 33
1AB187280065 |  | ALCATEL | STM-16 / OC-48 S-16.1/IR-1 S1:1 2.5G 15KM SFP MODULE | NOOB | 2
1AB28365001 |  | OCC | FBR CABLE SM DUAL LC/LC 9 METER | NEW | 790
1AB403060001 |  | OFS | CABLE 14 FBR SM 7PR LC/LC STAG 15M | NEW | 3
1AF18297AAAA |  | RYOR | POLY SPLIT BRAIDED SLEEVING 3/4"X2' | NEW | 40
1RK25-084 |  | SONICWALL | 101-500171-60 NSA 2400 8 10/100/1000 PORT SECURITY FIREWALL | REF | 1
200005 | SLL2DD0CAA | TURNSTONE | CX100 L140 LINE CARD | NOB | 3
200005 | SLL2DD0CAA | TURNSTONE | CX100 L140 LINE CARD | REF | 1
2025-40-9 |  | LUCENT | 734A BNC CC # 405784273 KS-23558 L5 | NEW | 84
2025-41-9 |  | LUCENT | 735A BNC CC # 405883638 KS-23558 L6 | NEW | 2
2025-76-7 |  | LUCENT | 734 BNC CC # 407013853 KS-23558 L15 | NEW | 83
2026-12-29 |  | LUCENT | 734A BNC CC # 406407213 KS-23626 L5 | NEW | 7
20420 |  | HALEX | 3/8" FLEX SQUEEZE CONNECTOR | NEW | 2
20511 |  | HALEX | 3/8" NON-METALLIC CLAMP CONN PKOF5 | NEW | 2
206 |  | SOUTHWIRE | 2" ZINC DIE CAST RIGID WATERTIGHT HUB W/ INSULATED THROAT | NEW | 6
2069840010 |  | NEWTON | PIVOT ASSE 90 DEG SPL 1 1/2IN SD BR | NEW | 6
2086380631 |  | NEWTON | RACK ADAPTER 19/23" RACK | NEW | 1
209-1-1-52-2-7-100 |  | AIRPAX | 100A 1POLE CIRCUIT BREAKER 125VDC | REF | 2
20HPGMT02R-01 |  | HENDRY | 400A FP 48V A&B 20/20 GMT 23" MOUNT | REF | 2
20HPGMT03R |  | HENDRY | 100A DUAL FEED 15/15 GMT 19/23" 48V | REF | 2
2111680110 |  | NEWTON | CABLE RK RETAINER POST ASSY 8-1/4"X1.5" ZINC & GOLD | NEW | 4
2111680510 |  | NEWTON | CABLE RK RETAINER POST ASSY 11-3/8"X2" ZINC GOLD | NEW | 2
21140440 |  | VERTIV | VERTIV 2U X 3U COVER BLANK PCU NS701 KIT | NEW | 5
2118990210 |  | NEWTON | NWTN PIVOT ASSEMBLY 2IN LINE SPLICE | NEW | 19
21240291 |  | HUAWEI | HUAWEI FBR MGMT TRAY 19"/23" MOUNTS | NOB | 4
2150-S |  | BRIDGEPORT | 2" CONDUIT HANGER #5 | NEW | 61
2160-S |  | BRIDGEPORT | 2-1/2" CONDUIT HANGER #6 | NEW | 49
2172 |  | 3M | 3M 2172 STRENGTH MEMBER CLAMP FOR FIBER CABLE | NEW | 3
2174180010 |  | NEWTON | SEISMIC ANCHOR WASHER KIT | NEW | 2
2189220110 |  | NEWTON | JUNCTION KIT | NEW | 2
219-3-28779-46 |  | AIRPAX | SENSATA 40.2A 600V 3POLE BREAKER | NEW | 23
2193530231 |  | NEWTON | 2.5" OFFSET BRACKET KIT, ENDGRD | NEW | 2
2195280231 |  | NEWTON | 2" X 5" GUARD RAIL EXT KIT | NEW | 1
2199930245 |  | NEWTON | SIDE DROP-OUT W/SPOOLS 2.00" | NEW | 1
21D-U | SNRXDJ0AAA | LUCENT | S1:1 DDM-2000 OPT LN INTERFACE CARD | REF | 8
2205440231 |  | NEWTON | CABLE TIE BAR 4" WIRE RACK ASSEMBLY 23" RACK | NEW | 25
2205445331 |  | NEWTON | CABLE TIE BAR 5" WIRE RACK ASSEMBLY F/19" | NEW | 33
2205446031 |  | NEWTON | CABLE TIE BAR 19 ADJ. WIRE RACK KIT 3-4 1/2 | NEW | 5
221213 |  | ANDREW | STANDARD WEATHERPROOFING KIT | NEW | 1
2215260031 |  | NEWTON | 2" WIRE RACK KIT 19" | NEW | 1
2228610010 |  | NEWTON | BRACING KIT HANGER BRACKETS PK OF 4 | NEW | 5
2228620010 |  | NEWTON | 90 DEG BRACING BRACKET FOR CABLE RACK TO AUX CHANNEL | NEW | 2
223158-2 |  | ANDREW | 1/4" & 3/8" STANDARD GROUNDING KIT | NEW | 2
223498 |  | ELTEK | ELTEK FP2-48/600 AMP POWER SYSTEM | REF | 3
227970 |  | MISC | 23" RACK EXTENTION BRAKETS 2RU GREY | NEW | 11
22G3-U | SNRXDZ0AAA | LUCENT | S-1 DDM-2000 OLIU | REF | 4
2316LTU-FC |  | NORSCAN | NORSCAN LINE TERMINATION UNIT 16AWG | NEW | 4
23G-U | SNRXDLAAAA | LUCENT | DDM-2000 OPTICAL LINE INTERFACE | REF | 1
23G-U | SNRXDLAAAB | LUCENT | S1:2 DDM-2000 OPTICAL LN INTERFACE | REF | 1
23-RRST-KIT-NRF |  | METAL-TECH | RELAY RACK HARDWARE KIT 23" NRF | NOB | 6
24052 |  | SCHNEIDER | CIRCUIT BREAKER 20A 1-POLE 230/400V | NEW | 125
240GT54 | PWFYATLURA | AMPHENOL | FUSE PNL DUAL 240A 5GMT 4TPA +/-12 24 48VDC 1RU WHT | NEW | 60
240GT54 | PWFYATLURA | AMPHENOL | FUSE PNL DUAL 240A 5GMT 4TPA +/-12 24 48VDC 1RU WHT | NOB | 1
241088-4 |  | ANDREW | 1 5/8" STANDARD GROUNDING KIT WITH 2H FACTORY ATTACH LUG | NEW | 1
241088-6 |  | ANDREW | 1/2" 2HOLE GROUND KIT CORR COAX CBL/ELLIPT WAVEGUIDE 180&220 | NEW | 1
241125.502 |  | ELTEK | RECTIFIER CHAMELEON 48V 1300W IP65 | F/S | 13
247348 |  | COMMSCOPE | UNIVERSAL ANGLE ADAPTER HARDWARE KIT OF 10 BOLTS | NEW | 110
250-136-903C |  | EMC | EMC SATA TO FC INTERPOSER | REF | 7
250TPA08-16F |  | TELECT | FUSE PANEL 250A DF 8/8 TPA, VERT INPUTS, OUTPUT TERM BLOCKS | NEW | 1
256-30695-1018 |  | THOMASBETT | 2 HOLE LUG 1/0 AWG 1/4" BOLT 1" HOLE SPACING PINK 42 | NEW | 1
256-30695-1159 |  | THOMASBETT | POWER LUG LONG BARREL 2 HOLE 3/8" STUD 1" SPACING GREY | NEW | 8
256-30695-1161 |  | THOMASBETT | LB TWO HOLE COMP LUG 3/8" STUD 1" HOLE SPACING | NOOB | 4
256-30695-1236 |  | THOMASBETT | TWO HOLE COMP LUG 3/8" STUD 1" HOLE SPACING | NOOB | 4
256-30695-1411 |  | THOMASBETT | 2 HOLE LUG #6 AWG #10 STUD 5/8"-3/4" HOLE SPACING BLUE 24 | NEW | 10
256-30695-252 |  | THOMASBETT | 2 HOLE LUG #6 AWG 1/4" STUD 1" HOLE SPACING BLUE 24 | NEW | 4
256-30695-253 |  | THOMASBETT | 2 HOLE LUG SB #6 AWG 3/8" STUD 1" HOLE SPACING BLUE 24 | NEW | 9
256-30695-257 |  | THOMASBETT | TWO HOLE COMP LUG 3/8" HOLE 1" HOLE SPACING | NOOB | 4
256-31426-141 |  | THOMASBETT | COMP LUG #14-10 AWG 90 DEG #10 BOLT HOLE | NEW | 58
259-0000-011 |  | DSC | REV A INVERTER M48 STI 500 3280.050-000 42-56VDC/13ADC | REF | 1
259-0000-131 |  | DSC | INVERTER 48 STI500 UL 3280.514.000 42-58VDC 17A 120VAC | REF | 2
261-1000-223 |  | DSC | MEGAHUB DC/DC CONVERTER SP249-1A | REF | 1
261-1000-230 | ANPUARDEAA | DSC | REV F MEGAHUB STP POWER SUPPLY | REF | 48
26126 |  | HALEX | 2" RGD TWO HOLE STRAP 2 PACK | NEW | 1
26154 |  | HALEX | 1 1/4" EMT ONE HOLE STRAP 4 PACK | NEW | 1
26155 |  | HALEX | 1 1/2" EMT ONE HOLE STRAP 2 PACK | NEW | 1
261583-031 |  | HP | HP 256MB PC2100 DDR-266MHZ REGISTERED ECC CL2.5 184-PIN DIMM | REF | 2
26163 |  | HALEX | 1" EMT TWO HOLE STRAP 4 PACK | NEW | 1
26197 |  | HALEX | 3/4" RGD STEEL CONDUIT LOCKNUT | NEW | 1
26780 |  | HALEX | #0 CONDUIT HANGER PACK OF 5 | NEW | 2
26-8023 |  | CINCH | TERMINATOR COAX CONNECTOR PLUG MALE PIN N TYPE 50 OHMS | NEW | 4
26G2-U | SNC6JG0EAA | LUCENT | DDM-2000 INTERFACE UNIT | REF | 6
271062028-50-SC/LC |  | GREATLAKES | RISER FIBER CBL 4-FIBER SC/LC 50FT | NEW | 40
272062027-75-SC/LC |  | GREATLAKES | RISER FIBER CBL 4-FIBER SC/LC 75FT | NEW | 4
2720-645 |  | PURELL | TOUCH-FREE HAND SANITIZER DISPENSER | NEW | 10
27527 |  | HALEX | 3/4" RGD PLASTIC INS BUSHING | NEW | 1
275748 |  | ELTEK | 2 POSITION RECTIFIER SHELF | NOB | 3
275748 |  | ELTEK | 2 POSITION RECTIFIER SHELF | NOOB | 1
275748 |  | ELTEK | 2 POSITION RECTIFIER SHELF | REF | 1
27620 |  | HALEX | 3/8" STRAIGHT PVC LIQUID TIGHT CONN | NEW | 3
27690 |  | HALEX | 3/8" 90 DEG PVC LIQUID TIGHT CONN | NEW | 1
278791 |  | ELTEK | 19 BATTERY BOX 3RU 15A BATTERY BRKR | NOB | 4
278791 |  | ELTEK | 19 BATTERY BOX 3RU 15A BATTERY BRKR | REF | 1
283854 |  | HILTI | CP 675T T-SEPARATOR BAR | NEW | 11
283893 |  | HILTI | CP 675 L-SLEEVE | NEW | 5
286712-005 |  | HP | HP BD07285A25 ULTRA 320 72.8GB SCSI 10K RPM 3.5" HDD | REF | 3
28P268-4 |  | SPECIALITY | BNC CONNECTOR RIGHT ANGLE 24931 | NEW | 1
28P294-1 |  | SPECIALITY | BNC CONNECTOR STRAIGHT 24931 | NEW | 1
2906148 |  | PHOENIX | SYS-DC T2-60 PD/3-25+1-10 1AD200720 | NEW | 192
29-0881-01 |  | CISCO | CISCO MODULAR ADAPTER | NEW | 1
2911-FANASSY |  | CISCO | CISCO 2911 FAN ASSEMBLY 800-30963-02 | REF | 1
2921-51-FANASSY |  | CISCO | CISCO 2921/2951 FAN ASSEMBLY AND FRONT BEZEL 800-30608-02 | REF | 1
295363-003 |  | COMPAQ | CPQ RACK MOUNTABLE PWR DIST UNIT | NEW | 5
2-NAVHARN7-12 |  | CABLE | POWER CABLE 12-BLACK 12-RED 6FT | NEW | 10
2PANM-45B.12 |  | FRAENKISCH | 2 IN DIVISIBLE COR CONDUIT 40FT | NEW | 1
2YJE8 |  | TE-CO | FLAT WASHER SIZE 5/8" STEEL GRADE 2 BLACK OXIDE PACK OF 10 | NEW | 45
2ZBULUCR010F |  | TWCABLE | TWCABLE BEND INS SM LC/UPC-SC/UPC DUPL JUMPER CBL 10FT | NEW | 2
3/8-HN-YZN-BOXED |  | B-LINE | HEX NUT 3/8"-16 THREAD YELLOW ZINC BOX OF 100 | NEW | 2
300-0164-900 | DNPQBAAAAA | ALCATEL | REV J DSC DEX-STP AUDALARM CONTROL CARD | REF | 1
300-0210-900 | DNPQBBAAAD | ALCATEL | REV J DSC FAN ALARM CARD DEX-STP | REF | 1
300-0279-903 | DNSTT0V2AR | ALCATEL | REV L DEX-STP SCI-1 | REF | 1
300-0287-901 | DNPQBCAAAB | DSC | POWER SUPPLY CONTROL CARD | REF | 1
300-0529-903 |  | DSC | MEGAHUBSTP ALARM CONTROLLER | REF | 3
300-0564-900 | DNSTDF12AC | DSC | REV E DEX-STP LSPS 4 | REF | 1
300-0564-902 | DNS1DWF1AA | DSC | REV A DEX-STP LSPS 4 | REF | 3
300-0598-903 |  | ALCATEL | REV G MEGAHUB DIGITAL TRUNK I/F | REF | 1
300-0604-900 | DNPQAFJ7AC | ALCATEL | REV G DSC MEGAHUB ASYNC SERIAL CONTROL | REF | 1
300-0637-902 |  | ALCATEL | REV G MEGAHUB DIGITAL ANNOUNCER CARD | REF | 1
300-1128-903 | SLPQ0E46AE | ALCATEL | REV-F 1540 BANK CONTROL UNIT BCU4 | NEW | 103
300-1479-901 | DNS1UTV1AF | ALCATEL | REV F MEGAHUB DISK INTERFACE ADAPTER | REF | 2
300-1479-901 | DNS1UTV1AE | ALCATEL | REV E MEGAHUB DISK INTERFACE ADAPTER | REF | 2
300-1486-901 |  | ALCATEL | MEGAHUB REM MEMORY 32MB | REF | 1
300-1512-901 | DNTSA3N1AC | ALCATEL | REV D MEGAHUB 10/43S MICROPROCESSOR | REF | 5
300-1538-901 |  | ALCATEL | REV C DSC SMP16 | REF | 2
300-1613-902 | DNCERR2BAE | ALCATEL | REV A MEGAHUB MAGNETIC TAPE CONTROLLER MTCS1 | REF | 1
300-1627-905 |  | ALCATEL | REV D MEGAHUB RISC PROCESSOR | REF | 6
300-1793-901 |  | ALCATEL | MEGAHUB RISC PROCESSOR 2 - RP2/3/1 | REF | 4
300-1863-904 |  | ALCATEL | REV D PCB RP-4/2/E ASSY RISC PROCESSOR-4 | REF | 4
300-1863-905 |  | ALCATEL | REV B PCB RP-4/5/E ASSY RISC PROCESSOR-4 | REF | 5
300-1945-01 |  | SUNMICRO | PWR SUPPLY 550W, DS550-3-001 REV6 | REF | 1
300323748 |  | LUCENT | VPN FIREWALL BRICK 20, PRELOADED | NOB | 71
300446911 |  | OFS | 12-PRT SC PNL / 24 LC DUPLEX ADP SM | NEW | 261
300671880-REV-00 | BAUIAAUCAA | LUCENT | CBX 3500 DS3/1 CHZD IO 810-01157-03 | NOB | 35
300702826-REV-00 | BAUIACCCAA | LUCENT | CBX 3500 OC12/STM4 ATM 810-21145-01 | NOB | 7
301075032 |  | LUCENT | ALCATEL LUCENT INSTALL KIT CBL/PWR | NEW | 3
30-1301-01 |  | CISCO | 1000BASE-SX 850NM 21 CFR(J) | REF | 4
303-081-103 |  | EMC | EMC 2 PORT 10GB ISCSI OPTICAL I/O MODULE | REF | 2
303-092-100 |  | EMC | EMC 8GB 4-PORT FIBRE CHANNEL I/O MODULE | REF | 4
303-115-003D |  | EMC | EMC SAS TO FC INTERPOSER | REF | 84
306241 |  | HILTI | HILTI FS FIREBLOCK 2"X5"X8" RED | NEW | 2
310E1-100-LS |  | COMMSCOPE | COMMSCOPE PROTECTR BLK CC:103551867 | NOOB | 1
3125I211-2 |  | ADTRAN | TA3000 ADAPTER HARNESS TX TO DSX 5' | NEW | 1
314007.MXP |  | LITTELFUSE | CARTRIDGE FUSE 250V 7A CERAMIC | NOOB | 19
3140195P |  | GE | TPS / TLS PLUG IN FUSE HOLDER | REF | 2
31-70039 |  | AMPHENOL | BNC CONNECTOR STRAIGHT | NEW | 1
31-70047 |  | AMPHENOL | BNC CONNECTOR RIGHT ANGLE | NEW | 2
31-70070 |  | AMPHENOL | BNC CONNECTOR RIGHT ANGLE | NEW | 4
325423 |  | GLOBE FIRE | 3/4" NPT, 2 PC. RECESSED (3/4" ADJ. X 2-7/8" DIAMETER CHROME | NEW | 30
327-00010 |  | CALIX | CALIX C7 DSL CABLE 50 PIN M/M 4 FT | REF | 4
33011-000 |  | BROCADE | SFP 10GE SR XFP TRANSCEIVER | REF | 4
330113A00B02 |  | ULTICOM | ULTICOM SS7 T1/E1 PC0200 | REF | 2
331-I2-L1 | D4DPJXY6AA | CONKLIN | DDS OCU-DP ALL RATE | REF | 1
3396-8010-0021 |  | MACOM | ANTENNA FLAT PLATE, 3" DIA N FEMALE | NEW | 6
3396-8010-0021 |  | MACOM | ANTENNA FLAT PLATE, 3" DIA N FEMALE | NOOB | 22
3400DP |  | INTEL | 64-BIT INTEL XEON PROCESSOR 3.40 GHZ 1M CACHE 800 SL7PG | REF | 2
3409.41.0081 |  | HUBERSUHNE | 84083837 RF ADAPTER, EMP PROTECTOR 7/16 DIN(F), 7/16 DIN(M) | NEW | 3
341-0090-02 | IPUPAB2AAA | CISCO | REVB0 CISCO ASTEC AA23160 C12000 300W AC PWR SUP | REF | 6
34-1536-01 | CNP1E0HCAA | CISCO | DC POWER SUPPLY | REF | 3
350777-1 |  | TECONNECT | 2 POSITION PLUG HOUSING CONNECTOR | NEW | 600
350918-3 |  | TECONNECT | CONTACT PIN 14-18AWG | NEW | 1200
3511-B1-002 |  | PARADYNE | REV L1 COMSPHERE 3511 DSU/CSU MODEM | NOB | 2
35134 |  | MONOPRICE | POWER CORD IEC 60320 C14 TO IEC 60320 C19 14AWG 15A BLK 6FT | NEW | 10
357-7483-030 |  | ALCATEL | SMA STRT MT MALE N FEMALE COAX CONN | NEW | 1
36090K01 |  | TELECT | 2.5" SHIM KIT | NEW | 1
36090K06 |  | TELECT | 5" SHIM KIT | NOOB | 2
3645-00300 |  | LOXIN | 5/8 L ANCHOR BOX OF 25 1" HOLE | NEW | 30
365002-002 |  | HP | RAIL KIT PROLIANT DL360 G4-G7 SERVER 364992-001/364995-002 | REF | 8
370-4278-01 |  | SUNMICRO | SUNMICRO 24X INTERNAL SLIMLINE CD-ROM TEAC CD-224E | REF | 1
370-5128-02 |  | SUNMICRO | SUNMICRO 8X SLIMLINE DVD-ROM MATSUSHITA SR-8177-C | REF | 2
370-5128-04 |  | SUNMICRO | SUNMICRO 8X SLIMLINE DVD-ROM 1977067C-93 TEAC DV-28E | REF | 1
37-0660-01 |  | CISCO | POWER CORD AC 125V 15A ANGLED 8FT | NEW | 3
3707-14 |  | ZURN | STAINLESS WASHER 1.74(OD)x0.39(ID)x0.089(THICK)-LOT OF 150 | NEW | 1
37-0891-01 |  | CISCO | CAB-STK-E-0.5M CABLE FOR C2960S AND C2960X STACK | NEW | 9
37-1092-01 |  | CISCO | A900-CONS-KIT-U CISCO A900 CONSOLE CABLE USB-A TO USB-A | NEW | 5
3710A |  | HP | HP 3710A IF/BB TRANSMITTER | REF | 1
37-1122-01 |  | CISCO | CATALYST 3750-X STACKPOWER CABLE 30CM | NEW | 2
37-1132-01 |  | CISCO | CISCO POWER CORD C15 NEMA 5-15P 2.5M 13A 125V 8FT | NEW | 2
37-1495-01 |  | CISCO | 13A FNFP IEC-C15 NEMA 5-15P HIGH TEMP NOTCHED POWER 8FT | NEW | 8
371807 |  | HILTI | HSL-3-B M12/5 SAFTEY CAP EXP ANCH | NEW | 16
372-0243-200 |  | ALCATEL | LATCH-LOCKING FEMALE CONNECTR 25-PC | NOOB | 6
3811-B1-001 | DSPQACLAAB | PARADYNE | REV 43 COMSPHERE 3811 SD MODEM | NOB | 3
383696-002 |  | HP | OPTICAL DRIVE DVD/CD RW 24X SLIMLINE WITH 356452-003 CABLE | REF | 1
38542F |  | CHEMTRON | 2.5MM&1.25MM CLEANING SWAB 49PK | NEW | 1
3867 |  | PASS&SEYMO | ANGLE PLUG 30A 125/250V, 50A 125/250V 3P 4W GRDG | NOB | 1
391725-001 |  | HP | PROLIANT DL380 G5 PCI RISER CAGE AND BOARD 408786-001 | REF | 1
393527-001 |  | HP | POWER SUPPLY 700W INPUT 100-127V 9.0A / 200-240V - 4.5A | REF | 8
394035-001 |  | HP | PROLIANT DL380 COOLING FAN UNIT | REF | 18
399-0001-016 |  | CIENA | CORE NTW GRP MODEL C-1635 BLACK FAN | REF | 26
39M5377 |  | IBM | IBM LONGWELL N32302B 9FT PWR CRD 10A/250V 17AWG C13/ C14 BLK | REF | 5
39M5510 |  | IBM | IBM POWER CORD C13 TO C14 16 AWG 14FT | NEW | 3
3AG17580AB01 | SNP2PUBCAA | ALCATEL | 1640OM OSM MODULE | REF | 1
3AG17675AD02 | SNP5BDDAAA | ALCATEL | 1640-OM OPTICAL CHANNEL MODULE | REF | 1
3AG24341AA |  | ALCATEL | CAT 5E ETHRNET CBL/INSTALL KIT 1678 | NEW | 4
3AG24350AB |  | ALCATEL | FILTER HOUSING TRAY/INSTALLKIT 1678 | NEW | 5
3AG24351AA |  | ALCATEL | MOUNTING BRACKET / INSTALL KIT 1678 | NEW | 5
3AG24351AB |  | ALCATEL | MOUNTING BRACKET / INSTALL KIT 1678 | NEW | 5
3AG24352AB |  | ALCATEL | HEAT BAFFLE TRAY / INSTALL KIT 1678 | NEW | 5
3AG24354AA |  | ALCATEL | FAN FILTER 3-PCS / INSTALL KIT 1678 18.25" x 8.25" | NEW | 2
3AG24367AB |  | ALCATEL | INSTALL KIT 1678 MCCANSI DISALC261 | NEW | 40
3AG24367AC |  | ALCATEL | INSTALL KIT 1678 MCCANSI | NEW | 2
3AG24384AA |  | ALCATEL | GROUND WIRE / INSTALL KIT 1678 | NEW | 5
3AG24591AA |  | ALCATEL | POWER CABLE RED / INSTALL KIT 1678 | NEW | 5
3AG24591AB |  | ALCATEL | POWER CABLE BLUE / INSTALL KIT 1678 | NEW | 5
3AL48029AF | SNIUG5N1AA | ALCATEL | I02 1648SM OC3 INTERFACE OCM106 | REF | 8
3AL48815AA |  | ALCATEL | I06 1648SM RECV LINE INTRFC RLI201 | REF | 2
3AL48817AA |  | ALCATEL | I06 1648SM TRNSMT LINE INTFC TLI201 | REF | 2
3AL48835AA |  | ALCATEL | I01 1648SM COMM SHLF PROCESR CSP101 | REF | 1
3AL48836AA |  | ALCATEL | I01 1648SM TRIB SHLF PROCESS TSP101 | REF | 2
3AL79497AA |  | ALCATEL | EXTRACTOR KIT / INSTALL KIT 1678 | NEW | 5
3AL82023AA | WOTRDN6TAA | ALCATEL | 1678-MCC CFP4 100GBASE-LR4/OTU4 (4X25G) DUAL RATE 100GE/OTU4 | NOOB | 2
3AL82040AA | WOTRDWFTAB | NOKIA | NOKIA 1516NM OSC SFP STM-1/FE 120KM | NOB | 2
3AL86607AC |  | ALCATEL | 1696 METROSPAN CHASSIS 1696 MSPAN | NOB | 5
3AL89582AA |  | ALCATEL | CONNECTORIZED CBL/INSTALL KIT 1678 | NEW | 5
3AL97679AA | WMMP400LRA | ALCATEL | 1692MSE COMPACT SHELF | NOB | 1
3AN50032AA |  | ALCATEL | 8"METAL TOOL FLAT TIP/INST KIT 1678 | NEW | 5
3AN50780AA |  | ALCATEL | RED ADHESIVE ACCESORY/INST KIT 1678 | NEW | 5
3-B |  | COOPER | 1 1/2" EMT;1 1/4 RGD/IMC HNGR W/BOL | NEW | 15
3BALU-0201-02-120F |  | SOUTHWIRE | KS24194 L2 COPPER PWR CBL 2AWG 120' | NEW | 1
3BALU-0201-02-140F |  | SOUTHWIRE | KS24194 L2 COPPER PWR CBL 2AWG 140' | NEW | 1
3BALU-0201-06-60F |  | SOUTHWIRE | KS24194 L2 COPPER PWR CBL 2AWG 60' | NEW | 2
3BALU-0201-06-70F |  | SOUTHWIRE | KS24194 L2 COPPER PWR CBL 2AWG 70' | NEW | 1
3BK25196AA |  | ALCATEL | FAN UNIT WITH 3 3BK07205AA FANS | REF | 2
3CC58012AA |  | ALCATEL | 23GHZ EQUAL 3DB 2XODU SLPFIT COUPLR | NOB | 2
3CC58017AA |  | ALCATEL | 11GHZ UNEQ 6DB 2XODU SLIPFIT COUPLR | NOB | 13
3CC58018AA |  | ALCATEL | 15GHZ UNEQ 6DB 2XODU SLIPFIT COUPLR | NOB | 13
3DB18219AB |  | ALCATEL | MSS-4 MICROWAVE SERVICE SWITCH SHLF | NOB | 6
3DB18219AC | CRMLA10HRA | ALCATEL | 01 9500 MPR 4 SLOT SHELF | NOB | 31
3DH03169AH | DR07F90BAA | ALCATEL | MDR-8000 DS3 I/O INTFC DX-35N | REF | 1
3DH03169AH | DR07R8LBAA | ALCATEL | I02 MDR-8000 DS3 I/O INTFC DX-35N | REF | 1
3DH03219AA | DRC2X90AAA | ALCATEL | I01 MDR-8000 RELAY INTRFC AE-27AF-1 | REF | 4
3DH04122AJ |  | ALCATEL | MDR-8000 SHELF | REF | 2
3EC15240AA | VACTVGSBAA | ALCATEL | A1000 ADSL LINE TERMINATION ADLT-E | REF | 2
3EC15240AA | VACTDGSBAB | ALCATEL | A1000 ADSL LINE TERMINATION ADLT-E | REF | 1
3EC16435AA | VACTHN6BAA | ALCATEL | 02 7300 ADSE ADSL SERIAL EXTENDER | NOB | 3
3EC16683AB | VACUEF0AAA | ALCATEL | 7300 ADSL LP FILTER HLPC-B | REF | 2
3EM02084AA |  | ALCATEL | ASSEMBLY, SHELF, LMC 240 1631-SX | NOOB | 3
3EM12222AA | WMM9W01JRB | ALCATEL | ASSY DCM 20KM EAST | NOB | 4
3EM12223AA | WMM9W0ZJRB | ALCATEL | ASSY DCM 20KM WEST | NOB | 4
3EM12224AA | WMM9WZ0JRB | ALCATEL | ASSY DCM 40KM EAST | NOB | 4
3EM12226AA | WMM9W0XJRB | ALCATEL | ASSY DCM 60KM EAST | NOB | 2
3EM12227AA | WMM9W0YJRB | ALCATEL | ASSY DCM 60KM WEST | NOB | 2
3EM12229AA | WMM9W30JRB | ALCATEL | ASSY DCM 80KM WEST | NOB | 2
3EM14570AYAA |  | ALCATEL | FBR CABLE SM LC/SC 23 METER | NEW | 30
3EM14571CCAA |  | ALCATEL | FBR CABLE SM SC/LC 50 METER | NEW | 20
3EM15001AA | WMUCAD1BAA | ALCATEL | 1677SL SYSTEM CONTROLLER MODULE | REF | 4
3EM15004AA | WMOMAFTHAA | ALCATEL | 1677SL OC3 TERMINAL MULTIPLEXER | REF | 10
3EM15008AA | WMPQANZBAA | ALCATEL | 1677SL PANEL MODULE BLANK | REF | 19
3EM15018AA | WMOMAFUHAA | ALCATEL | 1677SL DS-1 TRIBUTARY MODULE | REF | 29
3EM15065AYAA |  | ALCATEL | FBR RISER CABLE SM 2MM LC/LC 26 M | NEW | 20
3EM15065BEAA |  | ALCATEL | FBR CABLE SM 2MM LC/LC 32 METER | NEW | 4
3EM15066BDAA |  | ALCATEL | FBR RISER CABLE SM 2MM LC/LC 31 M | NEW | 7
3EM16258AA |  | ALCATEL | LUG EXTENDER, GND | REF | 5
3EM17592ABAA |  | ALCATEL | BRACKET, WG SUPPORT | NOOB | 10
3EM1969AA |  | ALCATEL | BRACKET, WG SUPPORT | NOOB | 10
3EM23511AA |  | ALCATEL | SNGLE RUN WAVEGUIDE KIT POSITION A2 | NEW | 2
3EZ00902DB |  | ALCATEL | GIGE LX APPLIQUE XL AGLX001D | NOB | 1
3FE00212AA |  | ALCATEL | ALCATEL-LUCENT CELLPIPE 7130 ROUTER | F/S | 174
3FE24323AC | VAUCADFKAD | ALCATEL | 7330 ISAM FTTN GEN FACILITIES CARD | NOB | 2
3FE24324AB | VAUCAHPKAB | ALCATEL | 7330 ISAM FTTN HOST EXPAN I/F W/MTA | NOB | 1
3FE24324AB | VAUCAHPKAA | ALCATEL | 7330 ISAM FTTN HOST EXPAN I/F W/MTA | NOB | 1
3FE24573AA |  | ALCATEL | MA-LT FILLER 3FE24573 AA AB 01 | REF | 7
3FE47548BB | VAUIAVTAAA | NOKIA | XGS DUAL RATE N2(C-T) OLT G2 | NOOB | 15
3FE62453BB | VAMVC00ARB | ALCATEL | 7330 ISAM FTTN 24-PORT VDSL SEM ENC | NOB | 2
3FE62453GB | VAUCAJYKAB | ALCATEL | 7330 ISAM FTTN 24 PORT VDSL SEM ENC | NOB | 1
3HE00016AA | IPPQAGC9AA | ALCATEL | 7750 SR-12 FAN TRAY | REF | 3
3HE00027AA | IPUIAELDAB | ALCATEL | 7750 SR-1 1-PORT 1000BASE-SX SFP | REF | 2
3HE00027CA | IPUIBDKDAA | ALCATEL | 7750 SR-1 1-PORT 1000BASE-SX SFP | NOB | 4
3HE00027CA | IPUIBDKDAA | ALCATEL | 7750 SR-1 1-PORT 1000BASE-SX SFP | REF | 2
3HE00048AA | IPPAAASBAC | ALCATEL | 7750 SR-1 1-PORT OC192C/STM64C MOD | NOB | 1
3HE00049AA | IPPAAAGBAC | ALCATEL | 7750 SR-1 1PT OC192C/STM64C MOD | NOB | 2
3HE00061AA | IPMEW00FRB | ALCATEL | 7750 SR-1 SRV RTE 1 SLT SHLF | NOB | 2
3HE00104AA | IPME400FRB | ALCATEL | 7750 SR-12 SRV RTE 12 SLT SHLF DC | NOB | 1
3HE00229AB | IPUIAM9DAA | ALCATEL | 7450 ESS 20GB/S IOM LINE CARD | REF | 1
3HE00235AA | IPU2ACSMAB | ALCATEL | 7450 ESS 10GBASE-LW/LR MDA OPT | REF | 2
3HE00387BB |  | ALCATEL | 7450 ESS SHELF BUNDLE W FAN AND PWR | NOB | 2
3HE00564CA | IPUIBD7DAA | ALCATEL | 7750 SR-1 10GBE OPTICAL TRANSCEIVER | NOOB | 2
3HE00564CA | IPUIBD7DAA | ALCATEL | 7750 SR-1 10GBE OPTICAL TRANSCEIVER | REF | 1
3HE00566AA-IO |  | INTEGRA OP | XFP 10G 300M AL7X SR 850NM MMF C TEMP | NEW | 2
3HE00876CA-TP |  | THIRDPARTY | 7450 SR-12 10GBASE-ER XFP TRANSVR | REF | 1
3HE01171AA | IPUCAJMFAA | ALCATEL | 7750 SR-12 SW FABRIC/CPM-2 MODULE 82-0065-02 | REF | 1
3HE01197AA | IPU2AGFMAA | ALCATEL | 7750 SR VESATILE SRV MOD | REF | 2
3HE02598AA |  | ALCATEL | 7750 SR-12 SHELF FAN TRAY | NOB | 1
3HE02773AA | IPMJJ10GRA | ALCATEL | ALCATEL-LUCENT 7705 SAR 8-SLT ROUTR | NOB | 5
3HE02774BA01 | IPUCASPFAA | ALCATEL | ALCATEL-LUCENT 7705 SAR CSM | REF | 1
3HE02775AA | IPU3ACGJAA | ALCATEL | AAAC01 7705 SAR 16-PORT T1/E1 ASAP | NOB | 1
3HE02948AA | IPMJV00ERA | ALCATEL | 5620 SAM 4U RK MTG CHAS 7701-CPAA | NOB | 10
3HE03617AA | IPUCAN4FAB | ALCATEL | ALCATEL 7750 SR-12 SFM 3-12 CONT PR | REF | 1
3HE04012AA |  | ALCATEL | 7450 ESS-6V CHASSIS W/ FAN & PEM-3 | NOB | 1
3HE04824AA | IPU3ANLEAA | ALCATEL | 7750 SR-1 10GBASE-SR/SW SFP+ | NOB | 1
3HE04937AA | IPU3ANUEAA | ALCATEL | MDA XP 7450 ESS 20PT GE SFP SR CAPA | NOB | 1
3HE05036AA | IPU3ASLEAA | ALCATEL | 7750 SR-12 ETHERNET SFP+ TRCVR | NOB | 1
3HE09327AA-IDN |  | IMPERIUM | SFP 10GBASE-LR SFP+ SMF 1310NM 10KM LC DOM | REF | 1
3HE09327AARA01 | IPUIBXWDAA | NOKIA | NOKIA SFP+ 10GE LR-LC ROHS6/6-40/85C | NOB | 1
3HE09327AARA01 | IPUIBXWDAA | NOKIA | NOKIA SFP+ 10GE LR-LC ROHS6/6-40/85C | REF | 1
3HMR |  | UL | 2" LB-200 COND BODY W/GASKET & COV | NEW | 5
3JR09120AHBA |  | ALCATEL | 9361 HOMECELL V2.0 1900/850MHZ | NOB | 97
3JR50012AA |  | ALCATEL | PWR, DIST, PNL, LR, PDP, 13U, FG | NEW | 70
3JR52740AAAA |  | TYCO | FOSM GLARO LEAD 4.8 FXS LCD-LCD1.5M | NEW | 100
3KC50022AA |  | NOKIA | MOLEX CABLE ALU GUARDIAN 3CKT RIGHT ANGLE L 11FT | NEW | 1
400-0002-125A |  | AIRPAX | COPPER BREAKER STRAP 1-1/8"X1/2" | REF | 40
400207 |  | TELECT | TELECT T009-5 ALARM CARD WITH LEDS ASSY-301709 | REF | 3
400432 |  | TELECT | 009-7001-0104 ALARM CUT OFF CARD ASSY-302621 | REF | 7
400432RE |  | TELECT | 009-7001-0104 ALARM CUT OFF CARD ASSY-302621 | REF | 1
400637 |  | TELECT | 009-7001-0104 ALARM CUT OFF CARD ASSY-303849 | REF | 1
400PNM-CS8 |  | ANDREW | TYPE N MALE CONN FOR CNT-400 BR CBL | NEW | 13
401024443 |  | RYOR | SEALING RING, 1 INCH (2-PC) | NEW | 40
402017214 |  | LUCENT | SUMITUBE FLEXIBLE HEAT SHRINK 4FT | NEW | 8
402084-001 |  | HP | DL36X MINI SAS CABLE | REF | 4
40576 |  | UGREEN | UGREEN CM138 USB 2.0 SLIM PORTABLE DVD WRITER | NEW | 1
405836-001 |  | HP | 256MB BATTERY BACKED WRITE CACHE MEMORY BOARD | REF | 4
407013879 |  | LUCENT | 735A BNC CONN KS-23558 L16 | NEW | 14
407198928 |  | LUCENT | 10FT GROUND KIT 6# KS22641L1 W/LUGS | NEW | 8
407302926 |  | LUCENT | LUCENT CLEAR 1" X 4' SHRINK TUBING | NEW | 8
407434927 |  | LNGE PWR | RACK KIT | NEW | 8
407496-001 |  | HP | POWER SUPPLY BACKPLANE BOARD FOR PROLIANT DL380 G5 SERVER | REF | 1
407633205 |  | LUCENT | CABLE 300V WHT KS22247L4 20FT | NEW | 8
407748-001 |  | HP | HP PROLIANT VOLTAGE REGULATOR MOD DL380 G5 SERVER 399854-001 | REF | 1
407-9606.00-00015 |  | DIRAK | 2-085DST DST SWINGHANDLE RS PRC | REF | 79
408498947 |  | LUCENT | K-9 FILLER BAR + JCT 1-1/2" / 2" CR | NEW | 16
408498954 |  | LUCENT | K-25C END CAP KIT 2" CABLE RACK | NEW | 32
408498962 |  | LUCENT | K-65 CA RACK SUPPORT | NEW | 16
408498996 |  | LUCENT | K-107 TOP SUPPORT FOR FRAME | NEW | 16
408692879 |  | LUCENT | MC035-CDMA-001 DIRECTIONAL COUPLER | NEW | 82
408790-001 |  | HP | HEATSINK FOR HP PROLIANT DL380 G5 SERVER | REF | 2
408791-001 |  | HP | FAN BACKPLANE BOARD PROLIANT DL380 G5 012526-000 012525-001 | REF | 1
409065901 |  | RYOR | COUPLING, 1-INCH METAL | NEW | 40
410749-001 |  | HP | HEATSINK FOR HP PROLIANT SERVER DL360 G5 | REF | 8
410753-001 |  | HP | 40 PIN RIBBON CABLE FOR PROLIANT SERVER DL360 G5 | REF | 4
411755-001 |  | HP | SAS 8 PIN MOTHERBOARD TO BACKPLANE CABLE FOR HP PROLIANT | REF | 4
412201-001 |  | HP | 6-BAY SFF SAS BACKPLANE FOR HP SERVER DL360 G5 | REF | 4
412202-001 |  | HP | MULTIBAY MEDIA BACKPLANE FOR PROLIANT DL360 G5 / DL365 G5 | REF | 4
412204-001 |  | HP | INSIGHT DISPLAY FOR DL360 G5 G1 W/PWR SW MOD | REF | 3
412206-001 |  | HP | SMART ARRAY P400I SAS CONTROLLER | REF | 4
412212-001 |  | HP | FAN ASSEMBLY FOR HP PROLIANT SERVER DL360 G5 | REF | 12
413589-2 |  | AMPHENOL | KIT PLUG 75 OHM BNC HEX CRIMP | NEW | 99
41438 |  | FS | 6IMWH-U RJ45 KEYSTONE CAT6 FEMALE/FEMALE INS INLIN COUP WH | NEW | 10
41920 |  | SIGMA ELEC | 1/2" EMT TWO HOLE STRAP PKOF25 | NEW | 1
41922 |  | SIGMA ELEC | PROCONNEX 1" EMT 2-HOLE STRAP 4/PK | NEW | 1
41A2C | SNOTACAAAA | ALCATEL | S1:1 FT-2000 OTU 108187956 | REF | 1
420-0022-060 |  | ALCATEL | DUPLEX SC/SC CONNECTOR | NEW | 4
4213612L1#TDM |  | ADTRAN | TA612 T1 TDM W/DSX-1 3RD GEN | REF | 1
4240908L1 | SIM5R00BRA | ADTRAN | TA 908E QUAD T1 1ST GEN | REF | 1
428109700 | PBPUR0K2AA | LORAIN | LORAIN 56V POWER DISTRIBUTION UNIT | REF | 1
42924 |  | FS | FIBER CABLE SMLCDX 10FT LC/UPC LC/UPC DUPL LSZH 2.0MM YELLOW | NEW | 5
431051-010100-002015 |  | CABLE | FIBER CABLE SM SC/SC 15FT | NEW | 9
431-2038-001 |  | CIENA | CIENA CABLE ETHERNET SHIELDED COLOR CODED BOOTS 3 FT | REF | 2
431-2038-034 |  | CIENA | CIENA CABLE ETHERNET SHIELDED COLOR CODED BOOTS 30 FT | NEW | 1
431-2045-001 |  | CIENA | CEINA CRAFT INTERFACE NCP-3 RJ45 TO DB9 CABLE 10FT | NEW | 1
431440-044804-002038 |  | CABLE | DUAL FBR CBL W/DUAL LC/SC ENDS 38FT | NEW | 2
431440-044804-002041 |  | CABLE | DUAL FBR CBL W/DUAL LC/SC ENDS 41FT | NEW | 6
431440-044804-002044 |  | CABLE | DUAL FBR CBL W/DUAL LC/SC ENDS 44FT | NEW | 6
431440-044804-002097 |  | CABLE | DUAL FBR CBL W/DUAL LC/SC ENDS 97FT | NEW | 3
435506-003 |  | HP | NC364T PCI-E X4 (4) FOUR PORT 10/100/1000BASE GB SERVER ADPT | REF | 1
43921 |  | SIGMA ELEC | 3/4" EMT 1 HOLE STRAP 20 PACK | NEW | 2
44925 |  | GAMPAK | 2" EMT STEEL ONE HOLE STRAP 2PK | NEW | 2
449428-001 |  | HP | HP PROLIANT VOLTAGE REGULATOR MOD DL580 G5 SERVER 450964-001 | REF | 1
44ASW |  | ANDREW | TYPE-N MALE CONNECTOR, FSJ4-50B | NEW | 1
453030300161R |  | DELL | DELL 18 PIN MALE TO MALE DVI-I CABLE 6FT | NEW | 3
458943-003 |  | HP | HP BATTERY CABLE FOR SMART ARRAY | REF | 2
45920S |  | SIGMA ELEC | 1/2" EMT ONE HOLE STRAP PK OF 25 | NEW | 2
460499-001 |  | HP | HP SMART ARRAY BATTERY W/ 458943-003 CABLE & 462975-001 BBWC | REF | 6
460850-002 |  | HP | HP DG146BABCF 146GB 10K RPM 3G/S SAS 2.5" HARD DRIVE | REF | 1
462629-001 |  | HP | HP DL360 G6 PROLIANT SERVER SYSTEM MOTHER BOARD | REF | 7
462974-001 |  | HP | HP BATTERY BACKED WRITE CACHE MEMORY MODULE 256MB | REF | 6
462975-001 |  | HP | HP BATTERY BACKED WRITE CACHE MEMORY MODULE 512MB | REF | 2
463172-001 |  | HP | PROLIANT DL380 COOLING FAN UNIT | REF | 10
463179-001 |  | HP | POWER SUPPLY BACKPLANE BOARD FOR PROLIANT DL380 G6 SERVER | REF | 1
463181-001 |  | HP | Dl385 G5 PLASTIC AIR BAFFLE 496061-001 | REF | 1
469886-001 |  | HP | HEATSINK FOR HP PROLIANT DL385 G5P / DL380 G6 | REF | 2
47322 |  | GAMPAK | 3/4" RGD/IMC INSULATING BUSHING | NEW | 8
474-LT2 |  | BRIDGEPORT | 1 1/2" 90 DEGREE LIQUIDTIGHT CONNCT | NEW | 13
48-02RC |  | COPE | SPLICE PLATE KIT | NEW | 6
48042F |  | CHEMTRON | 2.5MM FIBER OPTIC SWAB 48PK | NEW | 1
482-120S-3103-S00 |  | ACTCOMM | 120/240VAC 30A PANEL | REF | 1
484355-005 |  | HP | HP OPTICAL DRIVE SATA DATA AND POWER CABLE | REF | 3
48504 |  | FS | AD-LC-LC-SM-SX-FS LC/UPC LC/UPC SIMPLEX FIBER OPTIC ADAPTER | NEW | 4
489840-001 |  | HP | HARD DRIVE HDD BLANK FILLER FOR PROLIANT DL360 SERVERS 2.5" | REF | 24
489841-001 |  | 10GTEK | HP CD/DVD ROM BLANK FILLER PROLIANT DL360 SERVERS | REF | 11
489848-001 |  | HP | COOLING FAN ASSEMBLY FOR PROLIANT SERVER DL360 G6 532149-001 | REF | 65
48DCWB-04-4X070-DONB |  | SERVERTECH | SENTRY REMOTE POWER MANAGEMENT PDU | NEW | 1
49100 |  | SIGMA ELEC | 1/2"OR 3/8"RGD/EMT CONDU HNGR WNB | NEW | 18
49110 |  | SIGMA ELEC | 3/4" RGD/EMT CONDIUT HNGER W NUT/BO | NEW | 4
49120 |  | SIGMA ELEC | 1" RGD/EMT CONDIUT HNGER W NUT/BOLT | NEW | 1
49250 |  | SIGMA ELEC | 1/2" STEEL EMT COMPRESSION CONNECTR | NEW | 2
49306 |  | SIGMA ELEC | 1 1/4"-1" REDUCING WASHER PK OF 2 | NEW | 2
493228-002 |  | HP | MINI SAS CABLE FOR HP PROLIANT DL360 G6/DL360 G7 12 INCH | REF | 3
493228-006 |  | HP | MINI SAS CABLE FOR HP PROLIANT SERVER | REF | 2
49323 |  | GAMPAK | 1" RGD/IMC INSULATING BUSHING | NEW | 3
493802-001 |  | HP | HP PCI-E RISER BOARD WITH BRACKET | REF | 16
493805-001 |  | HP | SYSTEMS INSIGHT DISPLAY ASSEMBLY MODULE FOR PROLIANT DL360 G | REF | 6
49401 |  | SIGMA ELEC | 3/8"-1/2" BX/FLEX/MC SQUEEZE CONN | NEW | 10
49430 |  | SIGMA ELEC | 1/2" LQD STRAIGHT CONDUIT CONNECTOR | NEW | 1
49431 |  | SIGMA ELEC | 3/4" LQD STRAIGHT CONDUIT CONNECTOR | NEW | 5
495DA | PWPQAAWAAB | TYCO | TYCO S1:2 495DA POWER UNIT | F/S | 24
495DA | PWPQAAWAAA | TYCO | TYCO S1:1 495DA POWER UNIT | F/S | 1
499250-101 |  | HP | 460W 100-240V 50-60HZ 6.0-3.0A POWER SUPPLY | REF | 6
499250-201 |  | HP | 460-WATTS 240V 50-60HZ REDUNDANT POWER SUPPLY | REF | 7
4B |  | EATON | 1-1/2" EATON CROUSE-HINDS CONDUIT HANGER | NEW | 100
500-010-0445 |  | MISC | 3 1/2"x 4 13/16" CABLE BRACKET FOR 1 1/2" OR 2" SIDE BAR | NEW | 40
500605B |  | LSI | LSI RAID CONTROLLER CARD L3-25121-62A | REF | 1
501-5344-04 |  | SUNMICRO | SUN 450MHZ CPU 4MB | REF | 1
501-5539-05 |  | SUNMICRO | SUN X1195A 4MB CACHE ULTRASPARC II CPU ULTRA 60 80 220R 420R | REF | 1
5054-SUA-LR-US |  | PROXIM | TSUNAMI HIGH POWER SUBSCBRIBER | NOB | 6
506645-001 |  | HP | HARD DRIVE BACKPLANE POWER CABLE FOR HP PROLIANT 6PIN 11INCH | REF | 19
506822-101 |  | HP | HP HSTNS-PD18 750W SERVER POWER SUPPLY | REF | 6
506822-201 |  | HP | HP HSTNS-PL18 750W SERVER POWER SUPPLY | REF | 1
507672-001 |  | HP | HP HEATSINK FOR HP PROLIANT DL360 G6 / DL360 G7 | REF | 31
5122-900 |  | OVERTURE | OVERTURE NETWORKS ISG 2200 | NOB | 1
520-473-504 |  | AVOCENT | AVOCENT 16-PORT KVM IP SWITCH WITH RACK MOUNTS | REF | 1
520-497-502 |  | AVOCENT | ACS32 TERM SERVER 32X RJ45 PORTS AND 2 DC PSU | REF | 1
520-57 | NCD3HPSCAA | HYPEREDGE | HYPEREDGE DS1/T1 NET INTFC UN | REF | 8
5205817-1 |  | TECONNECT | AMPLIMITE SCREWLOCK ASSY KT QTY 100 | NEW | 71
5232 |  | THOMASBETT | 1/2" STRAIGHT STEEL CONDUIT CONNECT | NEW | 2
525-1430-01 |  | SUNMICRO | SUN IDPROM 48T59 NVRAM 70NS FOR SUN ULTRA 80 AND E420R SOCKE | REF | 1
5252 |  | THOMASBETT | 1/2" 90 DEGREE CONDUIT CONNECTOR | NEW | 3
5257 |  | THOMASBETT | 2"LIQUIDTIGHT 90DEG COND BOX OF 5 | NOB | 22
5264 |  | THOMASBETT | 1" LIQUIDTIGHT SEALING GASKET | NEW | 94
530/BFL901009 |  | ERICSSON | ERICSSON RBS 6601 | NOB | 2
532392-001 |  | HP | PROLIANT SERVER PLASTIC AIR BAFFLE FOR DL360G6/G7 | REF | 3
5337 |  | THOMASBETT | 2"LIQUIDTIGHT STRT COND BOX OF 5 | NEW | 162
5347 |  | THOMASBETT | 2"LIQUIDTIGHT 45DEG CONDUIT CNECTR | NOB | 2
5354 |  | THOMASBETT | 1" 90 DEG METAL CONDUIT CNECTOR 5PC | NEW | 32
5362 |  | THOMASBETT | T&B 1/2 STRAIGHT STEEL CHASE LIQUIDTIGHT INSULATED CONNECTOR | NEW | 3
540.200.006 | WMMC36EBRA | JDSU | JDS UNIPHASE LGX 15 SC DMXR UNIT | REF | 1
540-024054 |  | JUNIPER | BLUE RETENTION/SUPPORT BRACKET FOR VCP STACK CABLE | NEW | 1
5402-T005 |  | TYCO | REV 03 FAN PWR/ALM CABLE 0939 | REF | 1
540-4904-01 |  | SUNMICRO | SUNMICRO 36GB 10000RPM 3.5" HDD WITH BRACKET | REF | 1
5406533-1 |  | TE | RJ45 INV MOD JACK,1X1,LED (G/Y) | NEW | 152
540-AC |  | VELOCLOUD | EDGE 5X0 WIRELESS GATEWAY VIRTUAL CLOUD NETWORK ASSEMBLY | REF | 1
54105 |  | THOMASBETT | ONE HOLE LUG SB #6 AWG 1/4" BOLT BLUE 24 | NEW | 6
54110 |  | THOMASBETT | ONE HOLE COMP LUG 3/8" BOLT SIZE BLACK | NOOB | 2
54110UB |  | THOMASBETT | ONE HOLE LUG 90 DEG 3/8" BOLT SIZE BLACK | NOOB | 6
54134 |  | THOMASBETT | ONE HOLE LUG 3/16" BOLT SIZE BLUE | NEW | 9
54134 |  | THOMASBETT | ONE HOLE LUG 3/16" BOLT SIZE BLUE | NOOB | 2
54135 |  | THOMASBETT | ONE HOLE LUG 5/16" BOLT SIZE BLUE | NEW | 8
54135 |  | THOMASBETT | ONE HOLE LUG 5/16" BOLT SIZE BLUE | NOOB | 9
54136 |  | THOMASBETT | ONE HOLE LUG 3/8" BOLT SIZE BLUE | NEW | 6
54142-TB |  | THOMASBETT | ONE HOLE COMP LUG 5/16" BOLT SIZE BROWN | NOOB | 7
54150 |  | THOMASBETT | ONE HOLE COMP LUG 1/2" BOLT SIZE GREEN | NOOB | 11
54157 |  | THOMASBETT | ONE HOLE COMP LUG 1/4" BOLT SIZE BLACK | NOOB | 2
54158 |  | THOMASBETT | ONE HOLE COMP LUG 5/16" BOLT SIZE BLACK | NOOB | 3
54172-TB |  | THOMASBETT | ONE HOLE LUG 1/4" BOLT SIZE YELLOW | NEW | 5
54174 |  | THOMASBETT | ONE HOLE LUG 3/8" BOLT SIZE YELLOW | NEW | 5
54204 |  | THOMASBETT | TWO HOLE LUG #10 BOLT SIZE 5/8 SPACING DIE 21 RED | NEW | 22
542040410 |  | THOMASBETT | 2 HOLE LUG SB 1/4" BOLT SIZE 5/8" HOLE SPACING #8 AWG RED 21 | NEW | 5
54204UB |  | THOMASBETT | TWO HOLE LUG 90 DEG 3/16" BOLT SIZE | NOOB | 109
54205 |  | THOMASBETT | TWO HOLE LUG 1/4" BOLT SIZE BLUE | NEW | 1
54206 |  | THOMASBETT | TWO HOLE LUG 1/4" BOLT SIZE 5/8 SPACING GRAY | NEW | 17
54207 |  | THOMASBETT | TWO HOLE COMP LUG 1/4" BOLT SIZE 5/8" HOLE SPACING | NOOB | 18
54208 |  | THOMASBETT | TWO HOLE LUG 1/4" BOLT SIZE GREEN | NOOB | 3
54208UB |  | THOMASBETT | TWO HOLE LUG 90 DEG 1/4" BOLT SIZE | NEW | 5
54209 |  | THOMASBETT | TWO HOLE LUG 3/8" BOLT SIZE 1" HOLE SPACING PINK | NEW | 12
54209 |  | THOMASBETT | TWO HOLE LUG 3/8" BOLT SIZE 1" HOLE SPACING PINK | NOOB | 4
54210 |  | THOMASBETT | TWO HOLE COMP LUG 3/8" BOLT SIZE 1" HOLE SPACING | NOOB | 25
54212 |  | THOMASBETT | TWO HOLE LUG 3/8 BOLT SIZE PURPLE | NEW | 4
54218 |  | THOMASBETT | TWO HOLE LUG 500 MCM, 3/8 BOLT SIZE | NEW | 79
54218KIT |  | THOMASBETT | 54218 TWO HOLE LUG 500 MCM KIT, 3/8 | NEW | 358
54260 |  | THOMASBETT | TWO HOLE COMP LUG 1/2" BOLT SIZE 1 3/4" HOLE SPACING | NEW | 3
54260 |  | THOMASBETT | TWO HOLE COMP LUG 1/2" BOLT SIZE 1 3/4" HOLE SPACING | NOOB | 22
54286 |  | THOMASBETT | TWO HOLE CRMP LUG BROWN DIE | NEW | 6
54289 |  | THOMASBETT | TWO HOLE COMP LUG 1/2" BOLT SIZE 1 3/4" HOLE SPACING | NOB | 6
54852BEUB |  | THOMASBETT | 2H LUG #6 AWG 90 DEG BOLT SIZE 1/4" 5/8" SPACING BLUE DYE | NEW | 2
54852BEUF |  | THOMASBETT | 2H COMP LUG 1/4" STUD 45 DEG #6 AWG 5/8" HOLE SPACING | NEW | 13
54854BE |  | THOMASBETT | 2 HOLE LUG LB #4 AWG 1/4" BOLT 5/8" HOLE SPACING GRAY 29 | NEW | 2
54859BE |  | THOMASBETT | LB TWO HOLE COMP LUG 1/4" HOLE 5/8" HOLE SPACING | NEW | 5
54868BE |  | THOMASBETT | 2 HOLE LUG LB 250KCMIL 1/2" STUD 1-3/4" HOLE SPACING YELLOW | NEW | 1
54868BEBS |  | THOMASBETT | 2 HOLE LUG LB BELL SHAPE 250KCMIL 1/2" BOLT 1-3/4" SPACING | NEW | 1
558331-1 |  | ADC | PANEL KIT CABLE MANAGEMENT | REF | 7
57-0000075-01 |  | BROCADE | SFP+ MODULE 10GE SR FIBER TRANSCEIVER | REF | 11
570-14 GN |  | ECORECABL | CAT5E SLIM BOOT PATCH CABLE 14 FT GREEN | NEW | 1
570-14 RD |  | ECORECABL | CAT5E SLIM BOOT PATCH CABLE 14 FT RED | NEW | 1
570-25 GN |  | ECORECABL | CAT5E SLIM BOOT PATCH CABLE 25 FT GREEN | NEW | 2
570-25 RD |  | ECORECABL | CAT5E SLIM BOOT PATCH CABLE 25 FT RED | NEW | 4
57-1000117-01 |  | BROCADE | SFP 8G SW 850 NM DCX GBIC TRANSCEIVER | REF | 47
571436-002 |  | HP | SMART ARRAY BATTTERY FBWC CAPACITOR PK 4K10C5 W/505908-001 | REF | 2
57408 |  | FS | C6UTPSGSPVC 10FT CAT6 SNAGLESS PATCH CABLE BLUE | NEW | 2
5745-AN |  | PASS&SEYMO | ANGLE PLUG 50A 125/250V 10/3 THRU 4/4 AWG COPPER WIRE ONLY | NOB | 2
581771-001 |  | HP | HARD DRIVE BACKPLANE MINI SAS CABLE PROLIANT DL360 G6-G7 | REF | 16
58277 |  | THOMASBETT | 2H COMP LUG 1/2" HOLE 400 WELD AWG 1 3/4" HOLE SPACING | NOOB | 1
591545-001 |  | HP | HP MOTHERBOARD FOR HP PROLIANT DL360 G7 | REF | 10
591546-001 |  | HP | SYSTEMS INSIGHT DISPLAY ASSEMBLY MODULE FOR PROLIANT DL360 G | REF | 11
597609-001 |  | HP | HP EG0300FBDBR 300GB 6G/S 10K 2.5 DP SAS | REF | 1
599476-001 |  | HP | HP EG0300FBDSP 300GB 6.0G/S SAS 10K RPM 2.5" HARD DRIVE | REF | 1
5-B |  | COOPER | 2" RGD/EMT CONDUIT HNGER W/NUT/BOLT | NEW | 3
5V-100-VC | PWM2AA0ARA | VALERE | VALERE SERIES-5 UPGD PWR SHLF | NEW | 1
600 |  | OCC | OCC PANEL FILLER BLANK | NEW | 8
60-0007-802 | SLL1MS7EAA | NOKIA | DLCI SPEEDLINK DS3 TRUNK | REF | 2
60-0008-800 | SLCEZ06FAA | NOKIA | DLCI SPDLNK HITCHHIKER MCP CARD | REF | 2
60-0009-800 | SLCE10VFAH | NOKIA | DLCI SPDLNK HITCHHIKER NMP CARD | REF | 1
60-0021-801 | SLL2S3JAAA | NOKIA | DLCI SPEEDLINK MLA2 CARD | REF | 1
60-0037-801 | SLL2BB0AAB | NOKIA | DLCI SPDLNK HITCHHIKER LN CRD MUX | REF | 1
60-0044-801 | SLL2AAHAAA | NOKIA | DLCI SPDLNK HITCHHIKER SDSL LNE CRD | REF | 2
60-0054-801 | SLL2EEBAAA | NOKIA | DLCI SPEEDLINK IDSL LINE CARD | REF | 2
60-0148-801 | SLL3LM0BAA | NOKIA | SPEEDLINK QUAD LINE CARD | REF | 2
600CB08 |  | TELECT | 600A DUAL-FEED 8/5 CIR BKR/GMT PNL | REF | 31
600CB12-CL |  | TELECT | POWER LOAD CENTER FRAME DUAL-FEED | F/S | 1
600CB12-CL |  | TELECT | POWER LOAD CENTER FRAME DUAL-FEED | NEW | 1
6041B0002801 |  | HP | I/O CONTROL BOARD FOR DL360P DL160 G8 SERVER | REF | 1
6112DLC5OG |  | OCC | OCC ADAPTER PLATE ASSEMBLY 12 PORT DLCX6 OM3/OM4 | NEW | 4
6112DSC50G |  | OCC | ADAPTER PLATE ASSY, DUAL SCX6, OM3/OM4 | NEW | 2
6112DSCHD |  | OCC | ADAPTER PLATE ASSY, DUAL SCX6, SM/MM, 12P, HD | NEW | 2
6112SMDLC |  | OCC | OCC ADAPTER PLATE ASSEMBLY 12 PORT LC DUPLEX X 6 SM | NEW | 2
6112SMDSC-TW |  | OCC | OCC ADAPTER PLATE ASSEMBLY DSCX6 SM 12 PORT TW | NEW | 13
61-180-TT-050M |  | STORM | FBR CBL SM 3MM SC/SC SIMPLEX 50M | NEW | 1
6124SMQLCHD |  | OCC | ADAPTER PLATE ASSY, QLCX6 SM, 24 PORT, HD | NEW | 10
616C-120F |  | SUPERIOR | C.O. CABLE 28 PAIR 22 AWG SHLD 120F | NEW | 1
6200165P | PWEQABLHAA | PECO | PECO II AC INPUT MODULE | REF | 1
6200200P | PWEQABMHAA | PECO | PECO II ALARM MODULE | REF | 2
6200202P | PWEQABRHAA | PECO | PECO II BABY BTCH MODULE | REF | 1
62005221 | DSM06A59RA | MOTOROLA | RM-16M 19IN DC DA MODEM CHASSIS | REF | 1
621150-000-001 | T1R1TY03AA | ITT TEL | ISS: G T1 PCM SPAN LINE REPEATER | REF | 1
628020-000-001 | D4TRTC02AA | ALCATEL | D448 TRMT LGC TLU | REF | 2
628020-000-001 | D4TRTC02AB | ALCATEL | D448 TRMT LGC TLU | REF | 2
628025-000-003 | D4TRTD02AC | ALCATEL | D448 REC LGC RLU | REF | 3
628060-000-001 | D4LITF02AA | ALCATEL | D448 LINE INTERFACE LI-3 | REF | 3
628090-000-003 | D4OITA01AB | ALCATEL | D448 OIU/LT OFF INTERFACE | REF | 3
628101-000-001 | D4CETT13AA | ALCATEL | D448 4WEM 600 OHM CH | REF | 5
628192-000-001 | D4CXTN03AA | ALCATEL | D448 2W FXS/EVF UNIT | REF | 11
628192-000-001 | D4CXTN03AB | ALCATEL | D448 2W FXS/EVF UNIT | REF | 2
628210-000-003 | D4C0TD03AA | ALCATEL | D448 4W TRMSN UNIT | REF | 1
628278-000-004 | D4CUDC33AA | ALCATEL | D448 PCM 4WSF/FX CH UNIT | REF | 3
628357-000-002 | D4DPFWPXAA | ALCATEL | D448 OCUDP CH UNIT | REF | 3
628357-000-003 | D4DAN7R4AA | ALCATEL | D448 OCU-DP CH UNIT | REF | 11
628357-000-004 | D4D2CB0BAA | ALCATEL | D448 OCU-DP CH UNIT OCUDP | NEW | 8
628357-000-004 | D4D2CB0BAA | ALCATEL | D448 OCU-DP CH UNIT OCUDP | REF | 18
628492-025-001 |  | ALCATEL | FUSE ALARM AND DISTRIBUTION PANEL | REF | 1
63148 |  | THOMASBETT | COMP H-TAP MAIN 4/0-2/0 STR BRANCH 3/0-1 STR SIDE 8-14 BLUE | NOB | 1
63160 |  | THOMASBETT | COMP H-TAP MAIN 500-4/0 STR BRANCH 4/0-2 STR SIDE 2-6 RED | NOB | 1
633542-001 |  | HP | 1GB FLASH BACKED WRITE CACHE W/BATTERY FOR PROLIANT DL360P | REF | 1
643954-201 |  | HP | HSTNS-PL28 460W HP PROLIANT DL360P DL380 G8 POWER SUPPLY | REF | 6
644-0009-001 |  | ALCATEL | I02 1648SM RECEIVER ACCESS RAC101 | REF | 2
644-0010-001 |  | ALCATEL | I03 1648SM TRANSMTR ACCESS TAC101 | REF | 2
644-0013-001 |  | ALCATEL | I02 1648SM TRIBUTARY TRANSV TCVR101 | REF | 8
644-0028-001 |  | ALCATEL | I02 1648SM LINE SHLF PWR SUP PSU101 | REF | 1
644-0030-002 |  | ALCATEL | I03 1648SM POWER SUPPLY MOD PSU202 | REF | 4
65_716-50-0-3/003_-E |  | HUBERSUHNE | M 7/16 RF TERMINATOR PLUG 0-2 GHZ 1 WATT | NEW | 18
65430 |  | DELOCK | DELOCK D-SUB 9 PIN FEMALE > RJ45 FEMALE ASSEMBLY KIT | NEW | 2
6652211300 |  | ADC | MNT FRM 25HX24WX4.5D 4POS 85/105 | NEW | 2
667882-001 |  | HP | COOLING FAN FOR HP DL360 DL360P DL360E GEN8 | REF | 8
671352-001 |  | HP | PCI-EXPRESS RISER CARD FOR PROLIANT DL360P GEN8 SERVER | REF | 1
675037-001 |  | HP | POWER SUPPLY AIRFLOW BAFFLE FOR PROLIANT SERVER DL360P G8 | REF | 1
67840 |  | HALEX | 1 1/2"HW #4 CONDU HNGER W NUT/BOLT | NEW | 9
67850 |  | HALEX | 2" EMT/HW #5 CONDU HNGER W NUT/BOLT | NEW | 22
68-2855-03 | IPMHV10FRB | CISCO | CISCO 7609-S 9 SLOT CHASSIS 800-27639-04 | REF | 1
69-100139-01 |  | CISCO | CABLE MANAGMENT BRACKETS WITH SCREWS SET OF 2 | NEW | 7
694-0184-002 |  | ALCATEL | ALCATEL CABLE ASSY SYNC MID 66" | REF | 1
694-0184-003 |  | ALCATEL | ALCATEL CABLE ASSY SYNC LOWE 78" | REF | 1
694-0189-016 |  | ALCATEL | ALCATEL CABLE ASSY W/BNC CONN 16" | REF | 1
694-0189-044 |  | ALCATEL | ALCATEL CABLE ASSY W/BNC CONN 44" | REF | 1
694-0189-056 |  | ALCATEL | ALCATEL CABLE ASSY W/BNC CONN 56" | REF | 1
694-2040-001 |  | ALCATEL | CHANNEL CABLE SUPPORT | REF | 1
694-3643-353 |  | ALCATEL | RACK BASE KIT 1631-SX WITHOUT AC | NEW | 8
694-3643-355 |  | ALCATEL | KIT RACK TRIM 1631-SX WITH AC | NEW | 2
694-7206-007 | T3MA1A0LRA | ALCATEL | 1631-SX LMC DS1 SHELF REV-M | NOB | 5
694-8377-002 |  | ALCATEL | TERMINATION PLUG 163X SX | NOOB | 10
694-9233-004 |  | ALCATEL | CABLE ASSY CONNZD 4FT 1631 SX | NEW | 7
694-9233-204 |  | ALCATEL | CABLE ASSY CONNZD 3FT 163X SX | NEW | 1
694-9233-235 |  | ALCATEL | CABLE ASSY CONNZD 35FT 163X SX | NEW | 4
694-9233-240 |  | ALCATEL | CABLE ASSY CONNZD 40FT 163X SX | NEW | 4
694-9233-245 |  | ALCATEL | CABLE ASSY CONNZD 45FT 163X SX | NEW | 2
694-9233-255 |  | ALCATEL | CABLE ASSY CONNZD 55FT 163X SX | NEW | 2
694-9233-260 |  | ALCATEL | CABLE ASSY CONNZD 60FT 163X SX | NEW | 2
694-9233-265 |  | ALCATEL | CABLE ASSY CONNZD 65FT 163X SX | NEW | 2
694-9233-275 |  | ALCATEL | CABLE ASSY CONNZD 75FT 163X SX | NEW | 2
694-9233-280 |  | ALCATEL | CABLE ASSY CONNZD 80FT 163X SX | NEW | 2
695-6212-001 |  | ALCATEL | 1648-SM TRIBUTARY SHELF | REF | 2
695-6214-002 |  | ALCATEL | 1648SM COMM SUBSYSTEM SHELF | REF | 1
695-7062-221 |  | ALCATEL | CABLE LABEL KIT 163X SX | NEW | 1
695-7062-222 |  | ALCATEL | CABLE LABEL KIT CLOCK | NEW | 1
695-7062-223 |  | ALCATEL | CABLE LABEL KIT CLOCK | NEW | 1
695-7062-224 |  | ALCATEL | CABLE LABEL KIT 163X SX | NEW | 1
695-7071-108 |  | ALCATEL | CABLE ASSY CLOCK W/CONN 108" | NEW | 1
695-7074-098 |  | ALCATEL | CABLE ASSY CLOCK W/CONNECTORS 98" | NEW | 4
695-7080-301 |  | ALCATEL | S136 SUBRACK 1631-SX W/CABLE KIT | NOB | 1
695-7150-001 |  | ALCATEL | CABLE ASSY CLOCK CABLES W/CONN | NEW | 1
695-7151-001 |  | ALCATEL | CABLE ASSY CLOCK CABLES W/CONN | NEW | 1
695-7684-250 |  | ALCATEL | CABLE ASSY CLOCK W/CONN 250" | NEW | 16
695-7684-400 |  | ALCATEL | CABLE ASSY CLOCK W/CONNECTRS 400" | NEW | 2
695-7716-021 |  | ALCATEL | FRONT DOOR FBR ACCESS 1631-SX | NOB | 7
695-7734-010 |  | ALCATEL | FBR CABLE SM RA SC(NG)/SC(NG) 10M | NEW | 5
695-7747-056 |  | ALCATEL | ALCATEL CABLE ASSY W/CONN 56IN | REF | 6
695-7747-064 |  | ALCATEL | ALCATEL CABLE ASSY W/CONN 64" | REF | 2
695-7747-084 |  | ALCATEL | ALCATEL CABLE ASSY W/CONN 84IN | REF | 5
695-7747-096 |  | ALCATEL | ALCATEL CABLE ASSY WCONN 96IN | REF | 2
695-7770-010 |  | ALCATEL | FBR CABLE RISER SM RA SC/SC 10M | NEW | 14
695-7770-025 |  | ALCATEL | FBR CABLE RISER SM RA SC/SC 25M | NEW | 4
695-7770-030 |  | ALCATEL | FBR CABLE RISER SM RA SC/SC 30M | NEW | 24
695-7770-035 |  | ALCATEL | FBR CABLE RISER SM RA SC/SC 35 M | NEW | 68
695-7770-055 |  | ALCATEL | FBR CABLE SM RA SC/SC 55METERS | NEW | 12
695-7770-060 |  | ALCATEL | FBR CABLE SM RA SC/SC 60 METERS | NEW | 6
695-7770-080 |  | ALCATEL | FBR CABLE RTAN SM SC(NG)/SC(NG) 80M | NEW | 25
695-7778-027 |  | ALCATEL | FBR CABLE SM DUAL ST/ST90 1.93 M | NEW | 1
695-7778-028 |  | ALCATEL | FBR CABLE SM DUAL ST/ST90 1.98 M | NEW | 1
695-7778-029 |  | ALCATEL | FBR CABLE SM DUAL ST/ST90 2.03 M | NEW | 1
695-7778-030 |  | ALCATEL | FBR CABLE SM DUAL ST/ST90 2.08 M | NEW | 1
695-7778-031 |  | ALCATEL | FBR CABLE SM DUAL ST/ST90 2.13 M | NEW | 1
695-7778-032 |  | ALCATEL | FBR CABLE SM DUAL ST/ST90 2.18 M | NEW | 1
695-7778-033 |  | ALCATEL | FBR CABLE SM DUAL ST/ST90 2.10 M | NEW | 1
695-7778-039 |  | ALCATEL | FBR CABLE SM DUAL ST/ST90 2.21 M | NEW | 1
695-7778-040 |  | ALCATEL | FBR CABLE SM DUAL ST/ST90 2.26 M | NEW | 1
695-7778-041 |  | ALCATEL | FBR CABLE SM DUAL ST/ST90 2.31 M | NEW | 1
695-7778-042 |  | ALCATEL | FBR CABLE SM DUAL ST/ST90 2.36 M | NEW | 1
695-7778-043 |  | ALCATEL | FBR CABLE SM DUAL ST/ST90 2.41 M | NEW | 1
695-7778-044 |  | ALCATEL | FBR CABLE SM DUAL ST/ST90 2.48 M | NEW | 1
695-7778-045 |  | ALCATEL | FBR CABLE SM DUAL ST/ST90 2.38 M | NEW | 1
695-7778-046 |  | ALCATEL | FBR CABLE SM DUAL ST/ST90 2.33 M | NEW | 1
695-7778-079 |  | ALCATEL | FBR CABLE SM DUAL RA SC/SC 2.13 M | NEW | 10
695-7778-080 |  | ALCATEL | FBR CABLE DUPLEX SM RA SC/SC 2M | NEW | 15
695-9643-003 |  | ALCATEL | 1648 SM AIR DEFLECTOR 3 INCR BAFFLE | REF | 2
6-B |  | COOPER | 2 1/2" RGD/EMT CONDU HNGER W/NUT/BO | NEW | 4
6H0 B |  | THOMASBETT | SC #0 3/8";1/2"RGD/1/2"EMT HNGR N/B | NEW | 5
6H1-B |  | STEELCITY | 3/4" CONDUIT & PIPE HANGER W/ BOLT | NEW | 115
6H2-B |  | STEELCITY | 1" CONDUIT & PIPE HANGER W/ BOLT | NEW | 1
6H5-B |  | STEELCITY | 2" CONDUIT & PIPE HANGER W/ BOLT | NEW | 9
6HF9P |  | DELL | DELL POWEREDGE R720 CABLE CLIP RETAINER | REF | 1
7/16DM-7/16DF |  | MISC | 7/16 DIN-MALE TO 7/16 DIN-FEMALE RF ADAPTER FOR COAX CABLE | NEW | 18
700397029 |  | AVAYA | AVAYA G250 MEDIA GATEWAY ANALOG | REF | 1
700476005 |  | AVAYA | AVAYA IPO IP500V2 CONTROL UNIT PCS26 | REF | 1
7024EG |  | SUPERSTRUT | 4" SUPERSTRUT STEEL 2-PIECE RIGID/IMC CONDUIT CLAMP WITH SIL | NEW | 1
7032EG |  | THOMASBETT | 2" UNV-EMT IMC & RIGID-ELECTRO GALVANIZED PIPE CLAMP | NEW | 42
7033/4EG |  | SUPERSTRUT | 3/4" UNV-EMT IMC & RIGID-ELECTRO GALVANIZED PIPE CLAMP | NEW | 1
70A-1-1/3A |  | BUSSMANN | 1-1/3 AMP 70 SERIES PIN INDICATING FUSES | NEW | 55
70A-1-1/3A |  | BUSSMANN | 1-1/3 AMP 70 SERIES PIN INDICATING FUSES | NOOB | 1
70D-5A |  | BUSSMANN | 5A FUSE GREEN/BLACK TIP INDICATOR KS23751L4 | NEW | 12
70D-5A |  | BUSSMANN | 5A FUSE GREEN/BLACK TIP INDICATOR KS23751L4 | NOOB | 10
70G-1/2A |  | BUSSMANN | 1/2 AMP INDICATING FUSE 5-PACK | NEW | 118
70N-10A |  | BUSSMANN | 10 AMP 70 SERIES PIN INDICATING FUSES | REF | 5
710-00148-01 | CNDQAPCLAA | ASCEND | 59104 B-STDX CNTL PROCESS 64MB | REF | 1
710-8401-0002 | T3RGMYB7AA | TELECT | BB DS3 REPEATER MODULE | REF | 11
716FV158MA |  | EUPEN | COAX CONNECTOR 1-5/8" 7/16" DIN FEMALE | NEW | 1
716FV158MPA |  | EUPEN | COAX CONNECTOR 1-5/8" 7/16 FEMALE | NEW | 2
716FV214 |  | EUPEN | 7-16 DIN FEMALE ORING CONNECTOR 2 1/4" | NEW | 3
716MB12X |  | EUPEN | 7/16" EUPEN DIN MALE RF CONNECTOR | NEW | 30
716MBL12X |  | EUPEN | 7/16" EUPEN DIN MALE 90 DEG RF CONN | NEW | 43
716M-LCF12-D01 |  | RFS | 7/16 MALE CONNECTOR | NEW | 5
716MR-SCF12-071 |  | RFS | RFS 7/16" DIN MALE CONN 90 1/2" | NEW | 3
716M-SCF12-D01 |  | RFS | 7/16 MALE CONNECTOR | NEW | 8
716MV12 |  | EUPEN | RF CONNECTOR, 1/2IN, STRAIGHT, DIM MALE | NEW | 25
71929 |  | FS | C6UTPSGSPVC 10FT CAT6 SNAGLESS PATCH CABLE YELLOW | NEW | 12
720-010953 |  | JUNIPER | JUNIPER 9-PIN DB9 FEMALE / 8-PIN RJ-45 MALE 6FT | NEW | 6
720-034308 |  | FOXCONN | FOXCONN 2XBNC-RJ45M CABLE | NEW | 4
72-0770-01 |  | CISCO | CISCO POWER CORD CABLE 8FT 125VAC 16AWG 13A C15 | REF | 2
72-0791-01 |  | CISCO | CISCO CABLE MALE V35 DTE 10FT | REF | 1
72-1411-01 |  | CISCO | POWER CABLE C19 - L6-20P 12 AWG 3 COND 14FT | NEW | 1
72-1411-01 |  | CISCO | POWER CABLE C19 - L6-20P 12 AWG 3 COND 14FT | REF | 1
72-1428-01 |  | CISCO | CABLE, SERIAL V.35 DTE 10 FT | REF | 1
72-1482-01 |  | CISCO | CISCO RJ45 CAT5 PATCH CABLE 6FT YELLOW | NEW | 2
72-2105-01 |  | CISCO | CISCO CAB GSR 2500W 12AWG PS620 TO VSC19 POWER CABLE 12FT | REF | 5
72-2632-01 |  | CISCO | CISCO 50CM STACKING CABLE | NEW | 3
72-3781-01 |  | CISCO | CISCO DUAL C14 POWER CABLE | REF | 1
72-4334-02 |  | CISCO | CISCO DB9 TO RJ45 ROUTER CABLE 9FT | NEW | 3
7253 |  | MONOPRICE | MP-C6U8BBH24 24-PORT CAT-6 PATCH PANEL 110 TYPE 568A/B COMP | NEW | 5
730-0114 |  | CAC | BATTERY UNIT 48 VOLT | NOOB | 2
73415-5230 |  | MOLEX | COAXIAL CONNECTORS MCX JACK STR RG316 5 ACK STR RG316 50 OH | NEW | 1
734756 |  | CABLEWAVE | 7/16 DIN FEMALE FOR FLC158-50J, STR | NEW | 5
734904 |  | CABLEWAVE | N MALE CONNECTOR FOR 41666 1/2IN | NEW | 16
73501S-1000FT |  | COMMSCOPE | 735 DS-3 CABLE 1PK PVC GREY 1000FT SPOOL | NEW | 4
739D2 | SNTXXMSAAC | ALCATEL | LUCENT S2:4 FT-2000 SONET UNIT | REF | 1
740-0017-AG | SIC3DDFCAA | CARRIERACC | NAVIGATOR CONTROLLER W/ GR-303 | REF | 1
740-0018 | SIC2UV0JAA | CARRIERACC | NAVIGATOR QUAD FRAMER CARD | REF | 167
740-011613 |  | JUNIPER | GBIC SFP TRANSCEIVER MODULE | REF | 6
740-011782 |  | JUNIPER | 1000BASE SX SFP TRANSCEIVER | REF | 1
740-011783 |  | JUNIPER | 1000BASE-LX SFP TRANSCEIVER | REF | 1
740-013579 |  | JUNIPER | CBL-M-PWR-RA-TWLK-US AC PWR CORD 20A/250V NEMA L6-20P TO C19 | NEW | 1
740-014279 | IPU2AJRRTB | JUNIPER | JUNIPER T640 XFP 10G SR1 10KM | REF | 1
740-0172 | DML2DE0CAA | CAC | WIDE BANK QUAD DS1 CARD | REF | 69
740-020957 | COUPACCEAC | JUNIPER | REV05 JUNIPER DCJ3202-01P EX-PWR-320-AC 320W REDU PWR SUPPLY | REF | 1
740-031851 |  | JUNIPER | JUNIPER 1000BASE-SX GIGABIT ETHERNET SFP | REF | 1
740-031981 |  | JUNIPER | SFP FTLX1471D3BNL-J1 SFPP-10GE-LR-B 10GE-SFP-LR | REF | 1
740-044512 |  | JUNIPER | JUNIPER MOLEX QSFP+ CABLE 0.5M 1110409102 | NEW | 2
740-061408 |  | JUNIPER | JUNIPER QSFP28 100G CWDM4 SMF 2KM 1310NM TRANSCEIVER | REF | 1
740-065632 |  | JUNIPER | JUNIPER 100G ACTIVE OPTICAL CABLE OM3 5M 850NM 70C | REF | 1
74-0495-01 |  | CISCO | CISCO DB9 TO RJ45 CONSOLE ADAPTER | REF | 2
74100 |  | FS | C6UTPSGSPVC 10FT CAT6 SNAGLESS PATCH CABLE WHITE | NEW | 5
7436-ARP-689-STK |  | DORMA | DORMA 7436 ARP DOOR CLOSER - SPRING SIZES 3-6 | NEW | 1
74C-5 |  | BUSSMANN | 5AMP FAST-ACTING CYLIND FUSE 60VDC | NEW | 10
757189 | SLPQ0CM3AA | RAYCHEM | MINIPLEX POWER SUPPLY MODULE | REF | 1
7583019 |  | COMMSCOPE | COMMSCOPE WIRELESS RF JUMPER CABLE SMA MALE TO SMA MALE 10" | NEW | 6
7583020 |  | COMMSCOPE | COMMSCOPE WIRELESS RF JUMPER CABLE SMA MALE TO SMA MALE 14" | NEW | 18
760244143 |  | COMMSCOPE | COMMSCOPE RIBCBOUT-1/4-35-144 SINGLE KIT FOR USE IN NG4 | NEW | 2
7840K43 |  | RYOR | CORRUGATED SPLIT TUBING 1/2" 8' GRY | NEW | 39
7840K44 |  | RYOR | CORRUGATED SPLIT TUBING 5/8" 8' GRY | NEW | 40
78HC |  | SITEPRO1 | 7/8" CLIP HANGER 10 PACK | NOOB | 2
7RFP-5NPW |  | ADC | DSX RACK FILLER PNL KIT 7FT X 5IN | NEW | 1
800-01633-02 |  | CISCO | CATALYST 5509 SERIES BLANK SLOT CVR | REF | 3
800-0229-001 | WOCUAL7NAA | INFINERA | ATN MGMT MODULE AMM-A 300-0213-002 | REF | 1
800-03279-04B0 |  | CISCO | T1 DSU/CSU SYSTEMS ROUTER WIC BOARD | NOOB | 1
800-0399-002 | WMUCA6BKAA | INFINERA | REV B01 INFINERA XCM XTN CONTROLE MODULE | REF | 2
800-23449-01 | IPPQAF3JAA | CISCO | REV A0 CISCO 7600 C7606 HIGH SPEED FAN | REF | 1
800-23734-01 | IPPQAGUJAA | CISCO | REVBO CISCO 3845 FAN TRAY ASSEMBLY | REF | 3
800-24917-06 | WMPQAXNUAB | CISCO | 15454 BLANK MODULE | REF | 3
800-28530-01 |  | CISCO | CISCO 7600 BLANK FILLER CARD | REF | 5
800A2-A1 | T1DYABDEAA | COMMSCOPE | 10 CKT DSX CONN BLOCK CC:104394648 | NEW | 1
800B1-A1 |  | LUCENT | 50 CKT DSX1 CONN BLOCK CC:104198247 | NOB | 1
81.61040-REV-B | WMPQAF4EAA | TELLABS | TITAN 6100 FAN DRAWER | REF | 1
81.71326-5T-IR | WMOPBAUBAD | TELLABS | REV E 7100 2.5G IR TRANSPONDER | REF | 1
81036-550203 |  | 3M | CONN HEADER R/A 36POS 1.27MM | NEW | 18
815396-903 |  | RFS | JUMPER LCF12 DIN M-DIN M FF 3FT | NEW | 317
815507A-REV-G | T3PQANXBAA | TELLABS | TITAN-5500 CTR STG MODULE | REF | 2
8171111 | WM1DW30DAA | TELLABS | BAND MXR MODULE | REF | 1
8171225-1 | WMOMABSCAA | TELLABS | REV A 7100 OTS T7100 EQD CHN MX | REF | 1
818021 | PWPQH151AA | TELLABS | TELLABS 8021 POWER SUPPLY | NEW | 1
822-0115-001 |  | ALCATEL | I01 1648SM SYNCHRONIZER SYNC201 | REF | 2
8271001001 | PWM4810ERB | TRIMM | 200A 4/4 TPA 5/5 GMT -/+24 48V DC | NEW | 5
84125915 |  | HUBERSUHNE | 19" MOUNT FIBER JUNCTION BOX WITH LC ADAPTERS AND MANDRELS | NOB | 2
845506732 |  | COMMSCOPE | COMMSCOPE WIRE WRAP BLOCK | NEW | 6
847344561 |  | ALCATEL | ASSY-BKPLN OPTICAL LINE | NOB | 4
847639028 |  | LUCENT | PLATE HOLD DOWN 5ESS STEEL 289A ZINC KIT OF 4 | NEW | 10
848379640 |  | LUCENT | CBL ASSY RADIO SYST CONNZD 32FT | NEW | 191
848545166 |  | TYCO | NP0800 and NP1200 AC CORD IEC 320 C-13 RIGHT ANGLE/NEMA 5-15 | REF | 4
848719803 |  | GE | GE 5 FT CABLE TO DAISY CHAIN QS873A THERMAL PROBE TO CONTROL | NEW | 1
848778122CA1-16FT |  | LUCENT | DMX ETHERNET CABLE 2 LINES 1-12 16F | REF | 1
848793287 | SOM1400HRB | ALCATEL | 1665 ACCESS MULTIPLEXER SHELF | REF | 1
848839577-3FT |  | LUCENT | ADM, DMX/T MISC DISC STRGHT CON 3FT | REF | 1
848846564 |  | LUCENT | CABLE ASSY POWER ADAPTER 12" | NEW | 1
848846606 | SOM3A00ARB | LUCENT | DMXTEND OPERATIONS SYSTEM SHELF | REF | 1
848861332 |  | ALCATEL | 19IN MNT BRK KIT FR DMXTEND SHLF | NEW | 3
848869269 |  | LUCENT | CABLE/PLUG ASSY 4-WIRE 120V AC 12FT | NEW | 1
848917654 |  | LUCENT | ASSEMBLY COVER PORT HOLE 8X8 INCHES | NEW | 1
848959490 | SOPQAE2DAA | LUCENT | REV 002 LUCENT PG3W-024-060-03 1665 -48VDC 3-FAN TRAY | REF | 1
848960167 | SOPQAFWDAA | LUCENT | DMX APPBLK W/FBR STG BRKT | REF | 14
849002290 |  | ALCATEL | LABEL FOR PDP-II-48VDC | NEW | 200
849005152 |  | ALCATEL | BACKPLANE | NOB | 1
849011804 |  | ALCATEL | 19IN MNT BRK KIT FR DMXTEND SHLF | NEW | 1
849039946 |  | LUCENT | CABLE ASSY PWR CONNZD 36" | NEW | 1
849041017-CA1 |  | LUCENT | DS3 24-PK CBL-1 ASSY OUT 150' | NEW | 1
849061601 | NGMLC00BRA | ALCATEL | 1850 TSS-5 TRANSPORT SERVICE SWITCH | NOB | 3
849072848 |  | ALCATEL | FBR CABLE DUAL LC/LC OUTDOOR 15 M | NEW | 293
849072855 |  | ALCATEL | FBR CBL DUAL LC 9/125 LSFH JACK 31M | REF | 41
849088877 |  | LUCENT | POWER CABLE ASSY 1AWG 600V RED 14' | NEW | 2
849088885 |  | LUCENT | POWER CABLE ASSY 1AWG 600V BLK 14' | NEW | 2
849090915 |  | ALCATEL | FBR CABLE DUAL LC/UPC:LC/UPC 50M | NEW | 26
849099833 |  | ALCATEL | FBR CABLE DUAL LC/DPX;LC/DPX 5 FT | NEW | 33
849106372 |  | ALCATEL | FBR CABLE MM DUAL LC/LC 45DEG 5M | NEW | 1582
849110044 |  | ALCATEL | 9412 ENODEB POWER DISTRIBUTION ASSY | NEW | 37
849121231 |  | ALCATEL | FBR CABLE MM DUAL LC/LC 45DEG 4 MET | NEW | 2548
849125414 |  | OFS | FBR RISER CABLE DUAL LC/LC SM 200M | NEW | 52
849125463 |  | ALCATEL | FBR CABLE LC/LC 2X9/125 LSFH 85M | NEW | 3
849131719 |  | LUCENT | CABLE ASSY ALM CONNZD 15FT | NEW | 1
849131727 |  | LUCENT | CABLE ASSY ALM CONNZD 15FT | NEW | 1
84914679 |  | ROSENBERGR | CONDUIT BOX FIBER CABLE KIT | NEW | 32
849156989 |  | LUCENT | GASKET-OUTDOOR ENCLOSURE W/ADHESIVE | NEW | 251
849160882 |  | LUCENT | CABLE ASSY-S ALM CONNZD 96FT 3COND | NEW | 1
849161005 |  | RYOR | BOX, CABLE ALUMINUM | NEW | 40
849174487 |  | ALCATEL | FOSM 4.8 LEAD FULLAXS LC-LC 50 M | NEW | 5
85032133 |  | HUBERSUHNE | 1 5/8" BARRELL CUSHION, 39.6MM OD PK OF 10 | NEW | 10
85087809 |  | HUBERSUHNE | HYBRID CABLE WHITE MLCH6C-06C-008U-008U-240FT_SS | NEW | 1
8650-0467-03 |  | AFC | EMAX 150 PR PROT MS2 TERM BLOCK | NEW | 2
87-0936-01-5 |  | LUCENT | LUCENT 7750 SR-7 BLANK CARD | REF | 17
89073-199LF |  | FCI | CONN HEADER 24POS PCB | NEW | 378
8DG08260AB |  | ALCATEL | NAR LOWER BAFFLE UNIT 14" W/FILTER | NEW | 20
8DG59434AF | WOGUAVJUAA | ALCATEL | 1830 PSS DCM 120KM DCMCB-LN-120A2LP | NOB | 8
8DG59841AA | WOCUANKUAB | ALCATEL | 02 LUCENT 1830 PSS 88 CHAN INTERLEAVER CD | NOB | 1
8I845GVM-RZ |  | GIGABYTE | GIGABYTE RZ SERIES MOTHERBOARD | REF | 1
900-0137 | VAC1B06AAA | REDBACK | REV-1 SMS1800 FWDG ENG3 MOD | REF | 1
9000SMDD |  | MOTOROLA | WIRELESS 900MHZ INTEG SUBSC UNIT | NOB | 1
90-0412-68/A |  | ALCATEL | 3630 R5.3 T1 100-240VAC SYS W/ SLDR | NOB | 1
90-0466-01/A |  | ALCATEL | 48V LINE VOLTAGE MODULE 109726547 | NOB | 2
90-0555-16 |  | ALCATEL | CABLE AMP CHAMP 25P M90/F180 DEG 4M | NOB | 93
901 |  | SHURJOINT | 2 1/2" SR 90 DEG ELBOW SHURJOINT | NEW | 18
901 |  | SHURJOINT | 2 1/2" SR 90 DEG ELBOW SHURJOINT | NOOB | 1
901-00118 |  | PROXIM | MP-8200-BSU-US TSUNAMI BASE STATION | NOB | 4
901-00123 |  | PROXIM | MP-8200-SUA-US TSUNAMI SUBSCRIBER | NOB | 8
901-00136 |  | PROXIM | TSUNAMI MP-820-SUA-50+-US | NOB | 2
90-1233-01/C | DECHEK0AAB | ALCATEL | DSO-DP CHANNEL UNIT | NOB | 161
90-1583-03 |  | ALCATEL | SWITCH HSPS-2 CBL 25FT | NEW | 1
902296 |  | THOMASBETT | 45DEG COMP LUG 1/4''STD 3/8''SPCNG | NEW | 21
902496-90 | VSPUB8VFAA | LUCENT | PS-120W-DC 36-72V IN 12V 10AMP OUT | NOB | 1
902496-90 |  | LUCENT | PS-120W-DC 36-72V IN 12V 10AMP OUT | REF | 2
90-2542-02 |  | ALCATEL | MAU PRI WIRE WRAP 90-2542-02-00-B | NOB | 116
90-2693-01 |  | ALCATEL | DUAL E1 CD 3 DISTRIBUTION CABLE 6FT | NOB | 98
904CB |  | SL WABER | PWR TAP 15A 125V 60HZ CONT DUTY | NEW | 2
905-0077-03 |  | TURIN | DS3 E3 EC1 CC 12PN CARD | REF | 1
905-0077-13 | SOUIATXMTA | TURIN | REV-04 DS3 E3 EC1 CC 12P CARD | REF | 2
90516A | DDPCAZN1AA | WILTRON | 9900 SND/MEAS MODULE | REF | 14
905284 |  | THOMASBETT | 90DEG COMP LUG 1/4''STD 3/8''SPCNG | NEW | 291
90-6398-02 |  | ALCATEL | DIST PNL 32 PORT T43 FRONT ACCESS | NOB | 2
908-0105 | SN12AJEFAA | REDBACK | SMARTEDGE 800 4-PORT OC12 | NEW | 4
908-0140 | SN56B0DCAA | REDBACK | SMARTEDGE 800 SMARTEDGE800 OC48 | NEW | 9
90-DEG-KIT |  | B-LINE | FLEXTRAY 90 DEG BAR AND HARDWARE KIT | NEW | 3
9145-4 | COUIAB9JAA | CANOGA | CONOGA 9145 1000M NET INTF DEVICE | REF | 1
91530 |  | HALEX | 1/2"-NM FLEX/EMT COMBINATION COUPLI | NEW | 2
91531 |  | HALEX | 1/2"-1/2" EMT/FLEX COMBINATION COUP | NEW | 1
915594 |  | CABLEWAVE | SNAPIN HGR KIT 1 1/4" BOX OF 10 | NEW | 152
915870-021 |  | CABLEWAVE | GROUNDING KIT FOR 1-1/4" CABLE | NEW | 1
9278001001 | PWFYASU8RA | TRIMM | DEMARCATION PANEL W/ 8 TFD POS | NOB | 1
930-0200 |  | CARRIERACC | ACCESS NAVIGATOR EMPTY CHASSIS | REF | 13
93-00583-21-A0 |  | SMART | USB PC TO SERIAL ADAPTER CABLE 25FT | REF | 1
930A |  | SAGEINSTRU | SAGE INSTRUMENTS COMMUNICATIONS TEST SET | REF | 2
935793 | SLLN7EG2AA | RAYCHEM | MINIPLEX 4N1 UDC | REF | 7
9392 |  | USCONEC | IBC BRAND CLEANER SC | NEW | 4
9392 |  | USCONEC | IBC BRAND CLEANER SC | REF | 4
9393 |  | USCONEC | IBC BRAND CLEANER LC | NEW | 4
9393 |  | USCONEC | IBC BRAND CLEANER LC | REF | 1
940-0144A |  | FCI | FCI APC PDU SERIAL CABLE DB9 TO RJ12 | NEW | 8
9400-627 |  | CANOGA | 1000BASE-SX MM | REF | 3
9400-728 |  | CANOGA | 1000BASE EX SM | REF | 2
949002 |  | WINNCOMM | XTRM-BS-1DIV-4.9-90DS ANTENNA | NOB | 2
95-050-41 |  | CORNING | UNICAM FIBER OPTIC CONNECTOR SC MM | NEW | 12
95179 |  | VERBATIM | DVD-RW 4.7GB 4X WITH BRANDED SURFACE - 30PK SPINDLE | NEW | 1
954-SUA-US |  | PROXIM | TSUNAMI MODEL 954-R SUBSCRIBER UNIT | NOB | 1
96151 |  | HALEX | 1/2" EMT ONE HOLE STRAP PK OF 4 | NEW | 1
96193 |  | HALEX | 1" RGD STEEL CONDUIT LOCKNUT | NEW | 1
96195 |  | HALEX | 1 1/2" RGD STEEL COND LOCKNUT PKOF2 | NEW | 1
96381.1 |  | CONTACLIP | M40 X1.5 CABLE GRIP 6X8MM 10-PACK | NEW | 30
96560 |  | HALEX | 1/4-20 STEEL BEAM CLAMP | NEW | 6
967-0110-002 |  | ALCATEL | DUPLEX SC/SC CABLE 35" | NEW | 4
967-0117-001 |  | ALCATEL | BRACKET, FIBER OPTIC ADAPT | NEW | 4
97241A | SMPIZ0N1AB | SPIRENT | SPIRENT SMAS DISTRIBUTION TIER MOD | NEW | 1
97246A | SMSQ0051AB | SPIRENT | SPIRENT SMAS POWER SUPPLY MOD | NEW | 1
9724B | SMMAZEDFRA | SPIRENT | SPIRENT SMAS TST ACC CONCENTR SHELF | NEW | 1
9824-AG |  | ALCATEL | FT-2000 ELECTRICAL LINE BUILDOUT | NEW | 64
99202.XX.01-70F |  | CAROLPRENE | CABLE WELDING 600V COPPER BLACK 1C 500 MCM | NEW | 1
99680 | DDMTAA01RA | WILTRON | 9968 DIG FAC TEST SHELF | REF | 1
9995286-003.A05LF |  | KINGSTON | KINGSTON 1GB PC2-4200 DDR2-533MHZ ECC FUL BUFF CL4 240-PIN D | REF | 4
9995286-014.A00LF |  | KINGSTON | KINGSTON 1GB PC2-4200 DDR2-533MHZ ECC FULL BUFF CL4 240PIN D | REF | 48
999-999-OFI |  | OPTIMUM FI | FIBER CABLE TAGS GRAY 1" X 1.75" 0.06 IN THICKNESS 100 PACK | NEW | 3
A0355518 |  | NORTEL | POWER CABLE BRACKET BROWN | NEW | 1
A050F225 |  | FERRAZSHAW | 225 AMP 500V IR 200KA FUSE | REF | 3
A0629313 |  | MULTITEL | BATTERY FAILURE DETECTOR M-54/BFD | NOB | 1
A25X150 |  | FERRAZSHAW | 150A 250V SEMI FUSE AMP-TRAP FORM 101 SEMICONDUCTOR FUSE | REF | 1
A2F00167-01 |  | SUMITOMO | SC FLANGLESS ADPTR W/ 12 PK PNL | NEW | 20
A3T200 |  | FERRAZSHAW | CLASS T - FAST-ACTING 300VAC 160VDC 200A BLADE AMP-TRAP | NEW | 1
A3T300 |  | FERRAZSHAW | CLASS T - FAST-ACTING 300VAC 160VDC 300A BLADE AMP-TRAP | NEW | 1
A50P100 |  | FERRAZSHAW | GOULD 100AMP A50P AMP-TRAP® FORM 101 HIGH SPEED FUSES | REF | 2
A50P150 |  | FERRAZSHAW | GOULD 150AMP A50P AMP-TRAP® FORM 101 HIGH SPEED FUSES | REF | 2
A50P200 |  | FERRAZSHAW | GOULD 200AMP A50P AMP-TRAP® FORM 101 HIGH SPEED FUSES | REF | 1
A75CAB | PWMYAPCDAA | LORAIN | FLOTROL RECTIFIER CABINET 588244800 | REF | 1
A7ELLND3ADMA0683 |  | AOI | AOI SFP 10G SMF 1310NM LC | REF | 2
A900-IMA-FILLER |  | CISCO | ASR 900 INTERFACE MODULE FILLER PANEL | NEW | 1
A91-9008-00 | ALMAJK0BRA | UNLIM BAND | ALARM SCANNER | NOB | 1
AA-SL |  | TIMES MICR | SST ANGLE ADAPTER 3/8" TAPPED HOLES | NEW | 19
AB64L72Q8S8C4S |  | ATP | ATP 512MB PC3200 DDR-400MHZ REGISTERED ECC CL3 184-PIN DIMM | REF | 4
ABMX |  | SUPERMICRO | SUPER MICRO ABMX.COM SERVER 19" RACK 15" DEEP | REF | 2
ABS-20 |  | EATON B | 20A 250 V SLOW BLOW MIDGET CERAMIC CATRIDGE FUSE | REF | 4
ACB2DG |  | CENTRAL | AUX CABLE BRKT 1-1/2" & 2" DG | NEW | 2
ACB53RDG |  | CENTRAL ST | AUX CABLE BRKT 5" | NEW | 39
ACB7UDG |  | CENTRAL | AUX BRACKET INVERTED1.5" AND 2" DG | NEW | 12
ACB9R |  | CENTRAL | 8.5" POWER CABLE BRACKET TWO TIER ZINC YELLOW | NEW | 4
ACS08K |  | CENTRAL | AUXILIARY CHANNEL SPLICE KIT | NEW | 5
ACT2GHU72C8H1333M |  | ACTICA | ATICA 2GB DDR3-1333 UNB ECC MEMORY DIMM | REF | 27
ACT4GHU72D8H1333H |  | ACTICA | ACTICA 4GB DDR3-1333 UNB ECC MEMORY DIMM | REF | 1
ADCCB-45 |  | ADC | KIT STAND OFF W/ CABLE RING ASSY | NEW | 5
ADCCB-7S |  | ADC | KIT STAND OFF BRACKET | NEW | 61
ADCCB-7S |  | ADC | KIT STAND OFF BRACKET | NOOB | 6
ADCCLMPIFC-08 |  | ADC | U-SHAPE TROUGH REINFORCEMENT | NEW | 1
ADCCMEG12-08 |  | ADC | SEIS ADCCM END GUARD KIT | NEW | 1
ADCCMHIB-2U |  | ADC | GLIDE 2RU HORIZONTAL CABLE MANAGER | NOB | 1
ADCCMVESB08 |  | ADC | 8IN GLIDE STABILIZER | NEW | 25
ADCCMVIBC06B4 |  | ADC | ADC HINGED COVER ASSEMBLY | NEW | 3
ADCPP485800BTEL |  | ADC | ADC 48 PORT PATCH PANEL | REF | 1
ADI-37 |  | EATON | B-LINE 3/8" DROP IN ANCHOR | NEW | 150
ADMW12 |  | EMERSON | BNC TO MINI-WECO RF ADAPTER | NEW | 4
AE1001005 |  | BAY NET | BAYSTACK AN 1-PORT ETHERNET HUB | REF | 1
AEFA2MOM3123LB |  | CABLE | LL MPO/F/PC-MPO/F/PC OM3-300 3.0MM LSZH TYPE B FBR CBL 12FT | NEW | 8
AEK86B | T1R3BCBAAC | LUCENT | S-3 T1 REPEATER CIRCUIT PACK | REF | 6
AFBR-57M5APZ |  | AVAGO | SFP 2.125 GB 850NM | REF | 1
AFBR-709SMZ |  | AVAGO | 10GBASE-SR/SW SFP+ TRANSCEIVER MODULE 850NM 300M LC CONN | REF | 2
AFBR-720XPDZ |  | AVAGO | XFP 10G-SR 850NM | REF | 6
AFBR-720XPDZ-FD1 |  | FOUNDRYNET | SFP 10GBASE-SR/SW 850 NM TRANSCEIVER MODULE | REF | 10
AFCT-721XPDZ-FD1 |  | FOUNDRYNET | SFP 10G-XFP-LR 1310NM TRANSCEIVER | REF | 1
AFCT-89SFDZ-AZ4 |  | FIT | QSFP28 DR1 100G SINGLEMODE 1310NM 2000M OPTICAL TRANSCEIVER | REF | 30
AFJ2402 |  | CENTRAL | AUX FRAMING CHNL "T" JUNCTION | NEW | 1
AFRM14444RP |  | AMERIFIBER | FIBER PANEL 144 POSITION LC SM CONNECTORS 4RU 19/23" MOUNT | NEW | 1
AJ1-X0-02-130-1P1-E |  | CARLING | CARLING 15A 80VDC PANEL MOUNT BREAKER | REF | 30
ALB-4 |  | REDDOT | 1 1/4" CONDUIT BODIES LB STYLE | NEW | 4
AM1RD2AC07DA52152 |  | EATON | EATON 15AMP DC BULLET BREAKER | REF | 1
AM1R-Z675-42W |  | HEINEMANN | 60A ALM CIRCUIT BRKR SNAP IN 1POLE | REF | 2
AM1SB98AAA02ALDDUW80 |  | HEINEMANN | 80 AMP MID TRIP BULLET BREAKER | REF | 6
AM1S-Z319-10W |  | HEINEMANN | 20 AMP MID TRIP BULLET BREAKER | REF | 1
AM1S-Z319-12W |  | HEINEMANN | 40 AMP MID TRIP BULLET BREAKER | REF | 22
AM1S-Z319-14W |  | HEINEMANN | 60 AMP MID TRIP BULLET BREAKER | REF | 23
AM1S-Z319-2W |  | HEINEMANN | 30 AMP MID TRIP BULLET BREAKER | REF | 12
AM1S-Z349-12W |  | HEINEMANN | 60 AMP MID TRIP BULLET BREAKER | REF | 1
AM1S-Z349-9W |  | HEINEMANN | 40 AMP MID TRIP BULLET BREAKER | REF | 5
AM1S-Z550-12W |  | HEINEMANN | 50 AMP MID TRIP BULLET BREAKER | REF | 2
AM1S-Z550-14W |  | HEINEMANN | 70 AMP MID TRIP BULLET BREAKER | REF | 12
AM1S-Z550-15W |  | HEINEMANN | 80 AMP MID TRIP BULLET BREAKER | REF | 2
AM1S-Z550-17W |  | HEINEMANN | 100 AMP MID TRIP BULLET BREAKER | REF | 2
AM1S-Z550-8W |  | HEINEMANN | 30 AMP MID TRIP BULLET BREAKER | REF | 12
AM1-Z795-10 |  | HEINEMANN | 50 AMP ALM SNAP IN BREAKER | REF | 8
AM1-Z795-15 |  | HEINEMANN | 80 AMP ALM SNAP IN BREAKER | REF | 3
AM1-Z795-4 |  | HEINEMANN | 20 AMP ALM SNAP IN BREAKER | REF | 3
AM1-Z795-8 |  | HEINEMANN | 40 AMP ALM SNAP IN BREAKER | REF | 4
ANCHORSHACKLE-WLL1T-GS-3/8 |  | 10GTEK | 3/8" ANCHORSHACKLE WLL 1T GALVANIZED SCREW PIN | NEW | 12
ANGLE-UI |  | RFS | UNIVERSAL ANGLE ADAPTER,SNAP-IN OR 3/8" KIT OF 10 | NEW | 5
AOC-USASLP-S8IR |  | SUPERMICRO | SUPERMICRO PCI EXPRESS LOW PROFILE SATA / SAS CONTR CARD | REF | 1
AP-2500 |  | ORINOCO | WIRELESS SMART ACCESS POINT | NOB | 1
AP6C18IM61 |  | ASTEC | ASTEC BATTERY DISCONNECT 600A | REF | 1
AP7530 |  | APC | APC RACK PDU, BASIC, ZERO U, 20A, 120V, (24)5-20 | REF | 1
AP7540 |  | APC | APC RACK PDU, BASIC, ZERO U, 20A, 208V, (20)C13 & (4)C19 | REF | 2
AP7541 |  | APC | RACK MOUNT PDU | REF | 6
AP7802 |  | APC | APC METERED RACK PDU 2U 30A 120V 16-OUTLET STRIP | REF | 4
AP7811 |  | APC | APC RACK PDU, METERED, 2U, 30A, 208V, (12) C13S & (4) C19 | NOB | 1
AP7811B |  | APC | APC RACK PDU METERED 2U 30A 208V (12) C13S AND (4) C19 | REF | 1
AP7832 |  | APC | APC METERED PDU 30A 120V (24X) 5-20R OUTLETS L5-30P INPUT | REF | 3
AP7902 |  | APC | RACK PDU, SWITCHED, 2U, 30A, 120V, (16)5-20 | REF | 2
AP8959NA3 |  | APC | RACK MOUNT PDU | REF | 8
AP9564 |  | APC | APC RACK PDU, BASIC, 1U, 20A, 120V, (10)5-20; L5-20P | REF | 2
APS48-10-6S |  | BROOKSPOWE | APS 20A SURGE POWER STRIP W/ (10) NEMA 5-20P 5FT CORD | REF | 1
APT-BDFDM-LWB |  | ANDREW | SURGE ARRESTOR - PLUS T SERIES | NEW | 6
AQOLBCQ4EDMA0776 |  | AOI | QSFP+ DUAL LC 40G SMF 2KM TRANSCEIVER | REF | 23
AQOLLCQ4EDMA0791 |  | AOI | QSFP+ 40G LR4 10KM CWDM PIN C-TEMP | REF | 217
AQOMBBQ4EDMA0694 |  | AOI | QSFP+ 40G 1310NM 2KM TRANSCEIVER | REF | 29
AQOMBBQ4EDMA0918 |  | AOI | AOI OPTICAL MODULE 40G PSM 2KM QSFP TRANSCEIVER | REF | 3
AQOMLBQ4EDMA0730 |  | AOI | QSFP+ LR4 MPO TYPE 40G 10KM PIN C-TEMP | REF | 23
AQOMLBQ4EDMA0882 |  | AOI | AOI QSFP-40G-LR4 40GBASE-LR4 QSFP TRANSCEIVER FEMALE MPO | NEW | 29
AQPLBCQ4EDMA1105 |  | AOI | QSFP28 LOOPBACK 100G 2KM CWDM4 FIBER OPTIC TRANCEIVER | NOOB | 4
AR20044RS |  | APPLETON | APPLETON PIN & SLEEVE RECEPTACLE 200A 4P4W STYLE 1 | REF | 1
AS-1012G-MTF |  | SUPERMICRO | SUPERMICRO 813M-3 1RU SUPERSERVER WITH 350W AC POWER SUPPLY | REF | 8
ASA5510 | COMN510CRB | CISCO | 68-2618-05 CISCO ASA 5510 FIREWALL AND VPN APPL | REF | 1
ASA5510-K8 | COM6300ARA | CISCO | V 03 CISCO ASA 5510 FIREWALL AND VPN APPL 68-2618-01 | REF | 2
ASA5520 | COMLV00ARA | CISCO | V06 CISCO ASA 5520 FIREWALL AND VPN APPL 68-2137-10 | REF | 3
ASF-GE-T |  | 10GTEK | SFP 1000 BASE T RJ-45 100M | REF | 4
ASYNC-16A | CNI8LNEAAA | CISCO | 800-02244-05 16-PORT ASYNCHRONOUS SERIAL NETWORK MODULE | REF | 2
AT38-15 |  | ALLEN TEL | RJ45 PUNCH DOWN JACK 8-POS 8-CONDUC | NEW | 386
ATC-NE-E1 |  | NTTAT | OPTICAL FBR CONNECTOR CLEANER MU LC | NEW | 16
ATDR4 |  | FERRAZSHAW | 4 AMP 600 VAC TIME DELAY FUSE AMP-TRAP | NEW | 4
ATM10 |  | FERRAZSHAW | AMPTRAP 10 AMP FUSE | NEW | 15
ATM15 |  | FERRAZSHAW | AMPTRAP 15 AMP FUSE | NEW | 9
ATM20 |  | FERRAZSHAW | AMPTRAP 20 AMP FUSE | NEW | 5
ATM20 |  | FERRAZSHAW | AMPTRAP 20 AMP FUSE | REF | 1
ATM200-A20 |  | ANDREW | ACTUATOR, AISG 2.0 DEFAULT PROTOCOL | REF | 1
ATM30 |  | FERRAZSHAW | AMPTRAP 30 AMP FUSE | REF | 7
ATM30/40 |  | FERRAZSHAW | AMPTRAP 30 AMP FUSE | NEW | 2
ATM5 |  | FERRAZSHAW | AMPTRAP 5 AMP FUSE | NEW | 1
ATN-632-05-1A |  | SENKO | 5DB SC FBR ATTENUATOR 55DB LOSS | NEW | 7
AT-RV-75-24L |  | AMERICAN T | 24V RV LIGHT WITH MOUNT 849000740 | NEW | 96
AUA413 | 5SPQAD7AAA | LUCENT | RINGING GENERATOR UNIT | REF | 1
AUA421 | 5SPQAC7AAC | LUCENT | SLC-2000 CHANNEL DROP TEST UNIT | REF | 1
AUA421 | 5SPQAC7AAD | LUCENT | SLC-2000 CHANNEL DROP TEST UNIT | REF | 2
AUA432 | SAPQAC0BAA | LUCENT | SLC-2000 POWER CONTROL UNIT | REF | 2
AUA94B | 5SC4RU0CAA | LUCENT | SLC-5 ISDN CHANNEL UNIT | REF | 2
AUG11 | 5SCB3B0HAA | LUCENT | S1:1 SLC-5 BANK FUSE UNIT RT | REF | 1
AUX-0X0284 |  | ADC | AUX PANEL DS1-ACCESSORIES | NEW | 2
AUX-D001RP |  | ADC | REAR RING PANEL FOR DSXI 84 | NEW | 3
AUX-D001RP |  | ADC | REAR RING PANEL FOR DSXI 84 | REF | 1
AWE-A12-C |  | ANDREW | WEATHERSHIELD ENCLOSURE 1/2" CBL | NEW | 6
AX-010203-00 | PWFYAKHXAA | PECO | FP FT ACCESS 10/10 POSITION 60A GMT | REF | 1
AX70-D |  | SAN-O IND | 5 AMP 300VDC GREEN INDICATOR TIP | NOB | 5
AXP18-80-0 |  | CSSANTENNA | X-POL ANTENNA 69" 1710-2170MHZ | NEW | 2
AXP18-80-4 |  | CSSANTENNA | X-POL ANTENNA 69" 1710-2170MHZ | NEW | 2
AXP19-60-0 |  | CSSANTENNA | X-POL ANTENNA 69.1" 1710-2170 MHZ | NEW | 2
AXP19-60-2 |  | CSSANTENNA | X-POL ANTENNA 69.1" 1710-2170 MHZ | NEW | 1
AXS13-192-10 |  | 10GTEK | 10GBASE SFP+ 10KM 1310NM LC SM | NOOB | 2
AXS13-192-10 |  | 10GTEK | 10GBASE SFP+ 10KM 1310NM LC SM | REF | 7
AXS85-192-M3-XYS |  | 10GTEK | SFP 10G BASE-SR SFP+850NM 300M | NOB | 22
B00P1S013V004 |  | EMACS | EMACS P1S-1130V19 130W POWER SUPPLY | REF | 3
B116-32ZN |  | COOPER B | 9/16" THREE HOLE SUPPORT BRACKET | NEW | 2
B2016 |  | B-LINE | B-LINE PIPE CONDUIT CLAMP RIGID 3-1/2" (4" OD) ZINC PLATED | NEW | 17
B205ZN |  | COOPER B | CHANNEL END CAP TYPE X ZINC PLATED | NEW | 4
B2209PAZN |  | B-LINE | B-LINE 3/4 INCH MULTI-GRIP PIPE CLAMP | NEW | 1
B230ZN |  | COOPER B | 9/16" STRUT 90DEG CORNER ANGLE BRKT | NEW | 2
B372ZN |  | COOPER B | 9/16"-1 1/2"TWOHOLE ADJ 90DEG ANG B | NEW | 1
B822 |  | COOPER B | PLASTIC END CAP FOR 1-5/8" CHANNEL | NEW | 4
BA220 |  | CUTLERHAMM | 20A 2 POLE 120/240VAC BOLT ON BREAKER | REF | 1
BAB1015 |  | CUTLERHAMM | QUICKLAG CIRCUIT BREAKER 15A 1-POLE | REF | 2
BAB1020 |  | CUTLERHAMM | QUICKLAG CIRCUIT BREAKER 20A 1-POLE | REF | 7
BAB2030 |  | CUTLERHAMM | QUICKLAG CIRCUIT BREAKER 30A 2-POLE | REF | 2
BAB2050 |  | CUTLERHAMM | QUICKLAG CIRCUIT BREAKER 50A 2-POLE | REF | 2
BAF-1/4 |  | BUSSMANN | BUSS FUSE 1/4 AMP FUSE | REF | 8
BAF-3 |  | BUSSMANN | BUSS FUSE 3 AMP FUSE | REF | 4
BAF-30 |  | BUSSMANN | 30A 125VAC FAST ACTING MIDGET FUSE | NEW | 1
BAF-5 |  | BUSSMANN | BUSS FUSE 5 AMP FUSE | REF | 2
BATTERYTRAY19X20X2RU |  | MISC | BATTERY TRAY FOR 19" RACK 20" DEEP 2RU | REF | 3
BB1 |  | CENTRAL ST | BRACING BRACKET SET 2" | NEW | 17
BB2-B0-24-630-221-D |  | CARLING | 30A MAG-HYDR LEVER CIRCUIT BREAKER 2-POLE | REF | 4
BBF1B | SNCLA70AAA | LUCENT | S3:7 DDM-2000 DDM/SLC-2000 QUAD DS1 | REF | 53
BBF2B | SNPQA16AAB | LUCENT | S3:4 DDM-2000 MULTIPLEXER TGS | REF | 13
BBG2 | SNCMAA2AAA | LUCENT | S2:2 DDM-2000 VT STS-1 MXRVO | REF | 9
BBG2B | SNPQB5PAAB | LUCENT | S1:2 DDM-2000 SONET OC3 MXRVO CP | REF | 6
BBG2B | SNPQB5PAAA | LUCENT | DDM-2000 SONET OC3 MXRVO CP | REF | 6
BBR1 | T1PQ20MAAA | LUCENT | DACS II BUS TERMINATION | NOB | 1
BC2000-A91-10VV |  | ELTEK | BC2000 CONTROL UNIT | REF | 1
BC2000-B95-10VV |  | ELTEK | 24V SYSTEM CONTROLLER W/ ETHERNET NEXT-GENERATION | NOOB | 1
BC500-A01-10 |  | VALERE | VALERE POWER SYS CONT | REF | 2
BC500-A01-10VC | PWCAPSEHAA | VALERE | VALERE POWER SYSTEM CONTROLLER | REF | 1
BCP3 | SNPQA13AAA | LUCENT | S1:1 DDM-2000 OC-12 TSI UN | REF | 2
BC-UAI-6-T3 |  | CISCO | IGX T3 INTERFACE BK CARD | REF | 1
BFC901055/1 |  | ERICSSON | ERICSSON RBS 6601 GPS KIT, MOUNTING BRACKET & COAXIAL CABLE | NEW | 2
BFD599031/2 |  | ERICSSON | ERICSSON MINI LINK AMM 2P B CHASSIS | NOOB | 1
BFPT-1RU-10 |  | ORTRONICS | TOOL LESS SNAP-IN FILLER PANEL, 19"W X 1.75"H, 1 RACK UNIT | NEW | 14
BFPT-2RU-10 |  | ORTRONICS | TOOL LESS SNAP-IN FILLER PANEL, 19"W X 3.5"H, 2 RACK UNITS | NEW | 10
BGXZ-60NFNF-CNS |  | POLYPHASER | IMPULSE SUPPRESSOR 1.75-400 MHZ | NEW | 2
BH-12 |  | TIMES MICR | BTRFLY HNGR 1/2" COAX CBL 10-KIT | NEW | 3
BIK4000H |  | CENTRAL ST | CENTRAL STEEL SUB KIT FOR BIK4004 (ADC/ASI) | NEW | 1
BJE1 | PWPQALKAAA | LUCENT | S1:1 48V DISPLAY DRIVER BOARD | REF | 1
BLF015 |  | LITTELFUSE | 15A 250VAC FAST ACTING MIDGET FUSE | NOOB | 4
BML901250/1 |  | ERICSSON | ERICSSON ARTESYN PSU AC 02 POWER SUPPLY 100-250VAC | F/S | 15
BMM2-8-CH3-MS | WOOMAJPKAB | INFINERA | REV P01 INFINERA BMM2-8 C-BAND TYPEH3 MS 800-0276-002 | REF | 2
BMM2P-8-CH1-MS | WOOMAJ0KAA | INFINERA | REVB INFINERA BMM2P-8 C-BAND TYPE H1 MXG MODULE 800-0284-001 | REF | 2
BMM-4-CX2-MS-A | WMOMA2PLAC | INFINERA | REV A01 INFINERA BMM-4, C-ONLY TYPE 2, MS 800-0088-007 | REF | 1
BMM-BLANK-A |  | INFINERA | INFINERA BMM BLANK | REF | 1
BNC-1 |  | ADC | BNC STRT PLUG 734 1505A 9100 | NEW | 3
BNC-1N-BSC |  | ADC | BNC STRT PLUG 75 OHM 734BSC | NEW | 45
BNC-3 |  | ADC | BNC STRT PLUG 75 OHM 735 N | NEW | 142
BNC-3AN-BSC |  | ADC | BNC STRT PLUG 75 OHM 735 BU KIT | NEW | 1
BNC-8 |  | ADC | BNC STRT PLUG 75 OHM 1694A, 1694 | NEW | 4
BOS6250-48 |  | ALCATEL | TWO OS6250-24 UNITS OMNISWITCH 6250 | NOB | 2
BP1A10CB-LC | WMDEL1KGAA | BTIPHOTONI | SMF80 OLS G.652 DPRN COMPN | REF | 1
BP1A20BA | WMUCAM6LAA | BTIPHOTONI | NETSTENDER SHELF PROCR PACK | REF | 1
BP1A53AA | WMEC280KAA | BTIPHOTONI | NETSTENDER OLS MAIN SHELF INTERFACE | REF | 1
BR1923 |  | ELTEK | 19" TO 23" 2RU ADAPTOR BRACKET KIT | NEW | 1
BR-2.0-1/4-20 |  | PANDUIT | CABLE BRIDLE RING 2" DIA 1/4-20 TREADED | NEW | 66
BTM1 |  | CENTRAL ST | CENTRAL STEEL SUB KIT FOR BTM100K | NEW | 1
BTM-WASHER |  | B-LINE | B-LINE BOTTOM WASHER FOR FLEXTRAY GALVANIZED BOX OF 100 | NEW | 1
C0200A | PBP3ABBAAA | VALERE | 48V POWER RECTIFIER 4A | REF | 1
C0350A-VC | PBP4ACTDAA | VALERE | 48V POWER RECTIFIER 7AMP 350W | NEW | 1
C0350A-VC | PBP4ACTDAA | VALERE | 48V POWER RECTIFIER 7AMP 350W | NOOB | 1
C0350A-VC | PBP3ACCAAA | VALERE | 48V POWER RECTIFIER 7AMP 350W | REF | 10
C0350A-VC | PBP4ACTDAA | VALERE | 48V POWER RECTIFIER 7AMP 350W | REF | 3
C063770B-006 |  | CABLE | 1 COUNT FBR CBL 6 FT SC/SC CONN | NEW | 1
C063770B-007 |  | CABLE | 1 COUNT FBR CBL 7 FT SC/SC CONN | NEW | 1
C063770B-02.5 |  | CABLE | 1 COUNT FBR CBL 2.5 FT SC/SC CONN | NEW | 1
C063770B-030 |  | CABLE | 1 COUNT FBR CBL 30 METER SC/SC CONN | NEW | 7
C100Q020CWDM403B |  | COLORCHIP | 100G QSFP28 CWDM4 TRANSCEIVER MODULE | NOOB | 12
C141246B-014 |  | CABLE | 2 COUNT FBR CBL 14 FT SC/SC CONN | NEW | 2
C141246B-050 |  | CABLE | 2 COUNT FBR CBL 50 METERS SC/SC | NEW | 4
C178425B-020 |  | CABLE | 1 COUNT FBR CBL 20 FT SC CONN | NEW | 1
C195-NMNM-M7-MKIT |  | ANDREW | 2.297 FT BRAIDED CABLE ASSEMBLY | NEW | 4
C213712B-025 |  | CABLE | 1 COUNT FBR CBL 25 METERS SC/LC | NEW | 4
C2500072 |  | CABLESANDK | 5-15P TO C13 AC POWER CORD CISCO COMPATIBLE 18 AWG BLACK 6FT | NEW | 2
C2960X-STACK | CMUCAEGBAB | CISCO | 800-37538-02 CATALYST 2960X FLEXSTACK STACK MODULE | NEW | 7
C2YL6 |  | PANDUIT | 2" DUCT COVER FOR S2X2YL6NM | NEW | 1
C3KX-PWR-715WAC | COUPAE0BAB | LITEON | V02 CISCO SWITCHING POWER SUPPLY 715W 341-0353-02 | REF | 6
C4LG6 |  | PANDUIT | DUCT COVER 4" W X 6' L PVC LT GREY | NEW | 31
C6-BK-10-S |  | ENET | CAT6 PATCH CABLE WITH MOLDED BOOTS 28AWG | NEW | 5
CA06550-B60600BH |  | FUJITSU | FUJITSU MAW3147NC 147GB 10KRPM SCSI 8MB LVD 3.5" HDD | REF | 3
CA06681-B26300DL |  | FUJITSU | FUJITSU MAY2073RC 73GB SAS 10K RPM 2.5 HARD DRIVE | REF | 14
CA1-X0-01-457-121-D |  | CARLING | 15 AMP BOLT IN BREAKER 80 DC 1 POLE | REF | 5
CA1-X0-07-804-AX1-MF |  | CARLING | 5 AMP BULLET BREAKER 80 VDC 1 POLE | REF | 7
CA1-X0-07-805-AX1-MF |  | CARLING | 10 AMP BULLET BREAKER 80 VDC 1 POLE | REF | 5
CA1-X0-07-806-AX1-MF |  | CARLING | 15 AMP BULLET BREAKER 80 VDC 1 POLE | REF | 1
CA1-X0-09-574-A21-MG |  | CARLING | 30 AMP BULLET BREAKER 80 VDC 1 POLE | REF | 2
CA1-X0-09-577-A21-MG |  | CARLING | 60 AMP BULLET BREAKER 80 VDC 1 POLE | REF | 5
CA1-X0-09-635-A21-MG |  | CARLING | 100 AMP BULLET BREAKER 80 VDC 1 POLE | REF | 2
CA1-X0-11-509-AX1-MF |  | CARLING | 20 AMP BULLET BREAKER 80 VDC 1 POLE | REF | 16
CA1-X0-16-040-A21-MJ |  | CARLING | 50 AMP BULLET BREAKER 80 VDC 1 POLE | REF | 46
CA1-X0-16-042-A21-MJ |  | CARLING | 30 AMP BULLET BREAKER 1 POLE 116671 | REF | 12
CA1-X0-16-043-A21-MJ |  | CARLING | 100 AMP BULLET BREAKER 80VDC 118159 | REF | 1040
CA1-X0-16-044-A21-MJ |  | CARLING | 10 AMP BULLET BREAKER 80 VDC 1 POLE | REF | 7
CA1-X0-18-061-A21-MJ |  | CARLING | 100 AMP BULLET BREAKER 80VDC 1 POLE | REF | 33
CA1-X0-18-175-A21-MJ |  | CARLING | 40 AMP BULLET BREAKER 80 VDC 1 POLE | REF | 1
CA1-X0-18-265-A21-MJ |  | CARLING | 20 AMP BULLET BREAKER 80 VDC 1 POLE | NEW | 1
CA1-X0-18-265-A21-MJ |  | CARLING | 20 AMP BULLET BREAKER 80 VDC 1 POLE | REF | 8
CA1-X0-18-268-A21-MJ |  | CARLING | 80 AMP BULLET BREAKER 80VDC 118162 | REF | 14
CAB4103DG |  | CENTRAL | CABLE BRACKET 4'' DG | NEW | 18
CAB4105DG |  | CENTRAL ST | CABLE BRACKET 6" DG | NEW | 6
CAB4107DG |  | CENTRAL | CABLE BRACKET 8" DG | NEW | 30
CAB-C13-C14-INTL |  | ARISTA | ARISTA C13 TO C14 POWER CABLE 6FT | REF | 1
CAB-DSU-RJ45 |  | CISCO | DSU/CSU RJ45/RJ45 ROUTER CABLE 6' | NEW | 1
CABLECLAMP-SS-3/8 |  | MISC | 3/8 INCH WIRE ROPE CABLE CLAMP STAINLESS STEEL | NEW | 28
CAB-OCTAL-ASYNC |  | CISCO | CISCO 8 LEAD OCTAL CABLE 68 PIN TO 8 MALE RJ-45 72-0845-01 | NEW | 1
CAT6-BTD-FLT-BLK-15FT |  | CABLE | CAT6 CABLE BOOTED FLAT 550MHZ BLACK 15FT | NEW | 17
CA-TNRNF |  | ANDREW | RIG ANGLE N MALE/N FEMALE ADAPTER | NEW | 2
CB-1.75-3/8-16-G1-ZY |  | BOLTS | 1.75" X 3/8-16 TREAD CARRIAGE BOLT GRADE 1 ZINK YELLOW | NEW | 66
CB-4.5-1/2-13-G1-ZY |  | BOLTS | 4.5" X 1/2-13 TREAD CARRIAGE BOLT GRADE 1 ZINK YELLOW | NEW | 14
CB-5-1/2-13-G1-ZY |  | BOLTS | 5" X 1/2-13 TREAD CARRIAGE BOLT GRADE 1 ZINK YELLOW | NEW | 16
CBL-00002 |  | CABLE | RJ45 TO D89 ADAPTER CABLE | NEW | 3
CBL-0044L |  | SUPERMICRO | SUPERMICRO SATA FLAT STRAIGHT-STRAIGHT 1.89 FT Cable | NEW | 84
CBL-3C-10AWG-L530P/STUB-10F |  | 10GTEK | POWER CABLE 3C 10AWG NEMA L5-30P/STUB 10FT | REF | 1
CBL-3C-10AWG-L630P/STUB-10F |  | CABLE | POWER CABLE 3C 10AWG NEMA L6-30P/STUB 10FT | REF | 2
CBL-500-300-C00 |  | HONEYWELL | HONEYWELL USB TYPE A HSM 5V COILED FOR 1250G-2 3M | NEW | 1
CBL-CAT6-GY-16FT |  | CABLE | 16FT PATCH CABLE GRAY | NEW | 4
CBL-CAT6-PR-16FT |  | CABLE | 16FT PATCH CABLE PURPLE | NEW | 16
CBL-CAT6-PR-32FT |  | CABLE | 32FT PATCH CABLE PURPLE | NEW | 5
CBL-PWCD-0160-IS |  | SUPERMICRO | SUPERMICRO 6FT STANDARD POWER CORD | NEW | 2
CC109163275 |  | GE | LINEAGE QS931D FAN TRAY | NOOB | 1
CC12 |  | CENTRAL | CORNER CLAMP KIT 1.5 STRINGER | NEW | 27
CC22 |  | CENTRAL | CORNER CLAMP FOR 2'' STG | NEW | 2
CC9D-ANN-VC | PWM1M3TERA | VALERE | 23" COMPACT PWR SHELF | REF | 1
CC9I-ANN-VC | PBMYACXHRA | VALERE | COMPACT POWER SHELF/REAR WIRE 2RU | REF | 1
CC9S-BPL-VV |  | ELTEK | 23 INCH 24V POWER SHELF 4 RECITFIER SLOTS | NOOB | 1
CCA004G1 | M3MPTA05AA | TELCO | 828 MXR DS-3 TX COM CARD | REF | 1
CCA050G1 | M2LSTA01AB | TELCO | 828 MXR T1 LS INTERFACE CARD | REF | 5
CCA058G1 | M3TESB12AA | TELCO | 828 TEST INTERFACE EXT CARD | REF | 1
CCA513G2 | M3C2AA0AAA | TELCO | EDGELINK HUB CONTROLLER MODULE | REF | 1
CCH-CP24-A9 |  | CORNING | CLOSET CONNECTOR HOUSING PANEL LC DUPL ADAPT UPC 24F SM OS2 | NEW | 2
CCSCF3029-100 |  | TRANSITION | TRANSITION NETWORKS MEDIA CONVERTER | REF | 1
CD1-Z175-44 |  | HEINEMANN | 20A 1POLE CIRCUIT BRKR CC4032724479 | REF | 8
CD1-Z221-933 |  | HEINEMANN | 60AMP ALM 1POLE CIRCUIT BRKR 65VDC | REF | 4
CD1-Z379-3W |  | HEINEMANN | 10 AMP BOLT IN BREAKER 125VDC | REF | 3
CD24S-ANL-VC | PBMYADGHRA | VALERE | COMPACT 23 IN SHELF 48V FRONT WIRE MID MOUNT | REF | 1
CD3-1 |  | TROMPETER | CRIMP DIE FOR CT5 213 .178 | NEW | 1
CD3-2 |  | TROMPETER | CRMP DIE CT5 2A-.324 2B-.255 | NEW | 1
CELPK11-1REC4R-33086-175 |  | AIRPAX | 175 AMP PARALLEL POLE CIRCUIT BREAKER | REF | 1
CERB1-39985-50-T |  | SENSATA | 50A AIRPAX CIR BRKR MAG HYDR LEV AC/DC | NEW | 283
CERB1-39985-60-T |  | SENSATA | 60A AIRPAX CIR BRKR MAG HYDR LEV AC/DC | REF | 2
CF1-Z105-1 |  | HEINEMANN | 40 AMP 1POLE CIRCUIT BREAKER 125VDC | REF | 2
CF1-Z105-2 |  | HEINEMANN | 50 AMP 1POLE CIRCUIT BREAKER 125VDC | REF | 2
CF1-Z105-6 |  | HEINEMANN | 20 AMP 1POLE CIRCUIT BREAKER 125VDC | REF | 1
CF1-Z105-8 |  | HEINEMANN | 75 AMP 1POLE CIRCUIT BREAKER 125VDC | REF | 4
CF1-Z105-9 |  | HEINEMANN | 10 AMP 1POLE CIRCUIT BREAKER 125VDC | REF | 7
CF1-Z71-13 |  | HEINEMANN | 80A 1POLE CIRCUIT BRKR CC406902866 | REF | 6
CF1-Z75-14 |  | HEINEMANN | 100A 1POLE CIRCUIT BRKR CC405016510 | REF | 3
CFDFR |  | BURNDY | H TAP FLAME RETARDENT COVER | NOOB | 1
CFMFF1314-200 |  | TANSITION | SM TO MM FIBER MEDIA CONVERTER | REF | 3
CFOFR |  | BURNDY | BURNDY H TAP FLAME RETARDENT COVER | NEW | 42
CFS-BL |  | HILTI | HILTI FIRESTOP BLOCK #2030020 | NEW | 20
CH-50 |  | GARVIN | 1/2"EMT;3/8"EW;1/2"RGD HNGR W/NUT/B | NEW | 6
CHAS-BP-MX960-ECM-S-A | COMTN00BRA | JUNIPER | JUNIPER MX960 CHASSIS | REF | 1
CHT214-9 |  | THOMASBETT | COMPRESSION H-TAP BROWN | NEW | 17
CISCO1921/K9 | CMMHF10ARA | CISCO | 2 PORT1921 MULTI SERVICE ROUTER | REF | 1
CISCO2811 | COMWL10CRA | CISCO | CISCO 2811 ETHERNET ROUTER AC POWER 800-26920-05 | REF | 1
CISCO2811 | COM7R00ARA | CISCO | CISCO 2811 ETHERNET ROUTER AC POWER | REF | 2
CISCO3845-MB | IPUCAPABAA | CISCO | V07 CISCO 3845 ROUTER MOTHERBOARD 800-23616-07 | REF | 2
CISCO3845-MB | IPUCAGVBAA | CISCO | V05 CISCO 3845 ROUTER MOTHERBOARD 800-23616-05 | REF | 1
CISCO7609 | IPMGZ10ARA | CISCO | CISCO 7609 9 SLOT CHASSIS 800-22612-05 | REF | 1
CJB4 |  | CENTRAL ST | 1/2-13 -“J” BOLT CLIP 4.38" | NEW | 11
CJB5 |  | CENTRAL ST | 1/2-13 -“J” BOLT CLIP 4.88" | NEW | 14
CJB6302C |  | CENTRAL | CLIP J-BOLT KIT FOR 2" CR/FC | NEW | 5
CK-5482-H-4-GY-500 |  | ROMEC | PWR CBL 4AWG 600V CLOTH GREY 500FT | NEW | 1
CL-24V1-L30M |  | SENTRY TEC | SERVER TECH SENTRY SMART PDU, 0U, EXPANSION MODULE | REF | 1
CLB230BLK |  | CENTRAL ST | 23" CABLE LABELING BRKT | NEW | 2
CLB319DGK |  | CENTRAL ST | CABLE LACING BRKT KIT 19"/3" DG | NEW | 10
CLB323DGK |  | CENTRAL ST | CABLE LACING BRKT KIT 23"/3" DG | NEW | 10
CLB519DGK |  | CENTRAL ST | CABLE LACING BRKT KIT 19"/5" DG | NEW | 16
CLB523DGK |  | CENTRAL ST | CABLE LACING BRKT KIT 23"/5" DG | NEW | 25
CLRCVR2-1 |  | PANDUIT | H-TAP COVER CLEAR FOR HTCT #2 AWG | NEW | 40
CLT188F-C4-15F |  | PANDUIT | CORRU LOOM TUBE SLIT WALL 1.88"X15' | NEW | 2
CLT50F-C4-8F |  | PANDUIT | CORRU LOOM TUBING SLIT WALL .5"X8' | NOOB | 1
CLT75F-C3-10F |  | PANDUIT | CORRU LOOM TUBNG SLIT WALL .75"X10' | NEW | 6
CLT75F-C3-15F |  | PANDUIT | CORRU LOOM TUBNG SLIT WALL .75"X15' | NEW | 6
CLT75F-C3-20F |  | PANDUIT | CORRU LOOM TUBNG SLIT WALL .75"X20' | NEW | 3
CLT75F-C3-5F |  | PANDUIT | CORRU LOOM TUBNG SLIT WALL .75"X5' | NEW | 9
CLT75F-C3-85F |  | PANDUIT | CORRU LOOM TUBING SLT WALL .75"X85' | NEW | 1
CLT75F-C4-11F |  | PANDUIT | CORRU LOOM TUBNG SLIT WALL .75"X11' | NEW | 1
CLT75F-C4-15F |  | PANDUIT | CORRU LOOM TUBING SLIT WALL.75"X15' | NEW | 2
CLT75F-C4-5F |  | PANDUIT | CORRU LOOM TUBNG SLIT WALL .75"X5' | NEW | 12
CLX-100-00414 |  | CALIX | PLUG-IN ASSY FC, FIBER DISTR PANEL | NOOB | 1
CLX-100-00442 |  | CALIX | PLUG-IN ASSY SC, FIBER DISTR PANEL | NOOB | 1
CM1007-DBPXBC-001 |  | POWERWAVE | DIPLEXER CROSSBAND COMBINER | NEW | 82
CM402 |  | OCC | CABLE MANAGMENT PANEL 1RU DOUBLE SIDED 19" | NEW | 8
CMB050 |  | CENTRAL ST | AUX FRAMING CHANNEL CONDUIT MOUNTING KIT .5" | NEW | 3
CMB100 |  | CENTRAL ST | AUX FRAMING CHANNEL CONDUIT MOUNTING KIT 1" | NEW | 2
CMB-P-19 |  | ADC | POWER WORKS CABLE MANAGEMENT BAR | NEW | 3
CNT-400-DB-500 |  | ANDREW | 50 OHM BRAIDED COAXIAL CABLE FLOODED BLACK PE JACKET 500FT | NEW | 2
CNXM007AA | VAMYACS3AA | CIENA | CNX-5PLUS CABINET FAN SHELF | NEW | 2
COM101 | SLC1CGMCAB | LUCENT | S1:2 AMAS DIAMOND COMDAC CENTRAL CO | REF | 2
COSF96S2R008 |  | SIECOR | ADSL 96CHN POTS SPLT SHLF 24POS 23" | REF | 1
COSJBT096 |  | SIECOR | ADSL TEST ACCESS SHELF | REF | 1
CP24688BL |  | PANDUIT | PANDUIT CAT6E COUPLER PATCH PANEL 24 PORT | REF | 1
CP617 |  | HILTI | HILTI 6" X 7" FIRESTOP PUTTY PAD | NEW | 80
CP80-24VDC |  | GARRETCOM | 8 PORT ETHERNET SWITCH 10/100 | F/S | 15
CPAK-100G-LR4 | WOTRDMZBAC | CISCO | CPAK 100GBASE-LR4 TRANSC MOD FOR 10KM SMF 800-39910-09 | REF | 1
CPS-1215RMS |  | CYBERPOWER | CPS 15A RACK MOUNT SURGE PROTECTOR 19" 1RU (12) NEMA 5-15R | REF | 1
CPT-50-44GE-48A |  | CISCO | CISCO CARRIER PACKET TRANSPORT 50 SWITCH 44 PORTS DC POWER | REF | 1
CPT-50-48A-LIC |  | CISCO | CPT 50 W/ 11 PORTS LICENSE 48V ANSI | REF | 1
CPU-E69818 |  | INTEL | INTEL 10G DUAL PORT SFP PCIE SERVER NETWORK CARD | REF | 1
CR1-115K2 |  | MORENG TEL | 1 1/2" CABLE RACK CORNER KIT | NEW | 3
CR1-116K2 |  | MORENG TEL | 1 1/2" SINGLE CABLE RACK C CLIP SUPPORT KIT | NEW | 9
CR1-221 |  | MORENG TEL | 1 1/2" CABLE RACK SPLICE KIT (PR) | NEW | 4
CR1-226E |  | MORENG TEL | 1 1/2" ADJUSTABLE CA RK JUNCTION KIT | NEW | 3
CR155215A3939015V |  | AIRPAX | AIRPAX 15A CIRCUIT BREAKER SNAPAK | REF | 1
CR1-901K2 |  | MORENG TEL | CABLE RACK, J BOLT ASSEMBLY ATTACHMENT | NEW | 2
CR1-999 |  | MORENG TEL | 1 1/2" RUBBER CABLE RACK ENDCAP PACK OF 2 | NEW | 15
CR2-115K |  | MORENG TEL | G-CLIP 2" SINGLE CABLE RACK HANGER SUPPORT KIT | NEW | 8
CR2-115K2 |  | MORENG TEL | 2" SINGLE CABLE RACK HANGER SUPPORT KIT | NEW | 3
CR2-116BR |  | MORENG TEL | 2" CABLE RACK BRACING CABLE RACK AUX FRAMING OVER 5"-18" | NEW | 3
CR21-235LR |  | MORENG TEL | L&R CABLE RACK CORNER KIT 1-1/2" TO 2" SIDE BAR | NEW | 2
CR2-221 |  | MORENG TEL | 2" CABLE RACK SPLICE KIT (PR) | NEW | 6
CR2-223 |  | MORENG TEL | 2" CABLE RACK 45 DEG SPLICE KIT (PR) | NEW | 1
CR2-235 |  | MORENG TEL | 2" CABLE RACK CORNER KIT | NEW | 3
CR2-235K2 |  | MORENG TEL | 2" CABLE RACK CORNER KIT | NEW | 6
CR2-268 |  | MORENG TEL | LADDER RACK CORNER BRACE 2 INCH GREY | NEW | 1
CR2-873A |  | MORENG TEL | 3 1/2"x 6" POWER CABLE BRACKET | NEW | 1
CR2-999 |  | MORENG TEL | 2" RUBBER CABLE RACK ENDCAP PACK OF 2 | NEW | 7
CR3052 |  | MORENG TEL | CORNER BRACKET KIT SEISMIC FOR 2" STRINGER ZINK YELLOW | NEW | 1
CR50581 |  | BAILIWICK | 5/8" TROD/11/16"D HANGER BRACKET KT | NEW | 79
CRS-8-DC-PEM | IPP1B0ZAAA | CISCO | CRS DC PWR ENTRY MOD 341-0113-01 | REF | 1
CS000812B-125FT |  | CABLE | 2 COUNT FBR CBL 125FT LC/SC CONN | NEW | 1
CS001104B-020 |  | CABLE | 1 COUNT FBR CBL 20M LC/SC CONN | NEW | 1
CS001105B-010 |  | CABLE | 4 COUNT FBR CBL 10M LC/SC CONN | NEW | 1
CS001105B-017 |  | CABLE | 4 COUNT FBR CBL 45 FT LC/SC CONN | NEW | 1
CS003151-0028 |  | CABLE | 72 COUNT FBR CBL 28M LC/SC CONN | NEW | 1
CS004989-0008FT |  | CABLE | DUAL FBR CBL W/DUAL SC/SC ENDS 8FT | NEW | 70
CS005004-0010FT |  | CABLE | 1 COUNT FBR CBL 10 FT LC/SC CONN | NEW | 1
CS005018-0095FT |  | CABLE | 2 COUNT FBR CBL 95 FT LC/SC CONN | NEW | 49
CS005018-0100FT |  | AFL | 2 COUNT FBR CBL DUAL LC/SC 100 FT | NEW | 15
CS005018-0105FT |  | CABLE | 2 COUNT FBR CBL 105 FT LC/SC CONN | NEW | 2
CS005019-0100FT |  | AFL | FBR CABLE SM DUAL LC/LC 100FT | NEW | 3
CS009884-0044FT |  | CABLE | DUAL FBR CBL W/DUAL SC/SC ENDS 44FT | NEW | 2
CS009885-0030FT |  | CABLE | DUAL FBR CBL W/DUAL LC/LC ENDS 30FT | NEW | 2
CS010526-0037 |  | CABLE | FIBER CABLE MM 48-COUNT SC/STUB 37M | NEW | 1
CS011701-0075FT |  | AFL | FBR CABLE MM DUAL LC/SC 50/125 75F | NEW | 10
CS011702-0100FT |  | AFL | FBR CABLE MM DUAL LC/LC 50/125 100F | NEW | 1
CS1-B0-12-810-A21-MG |  | CARLING | 100A BULLET BREAKER 1 POLE NO PIN BLK HANDLE | REF | 2
CS1-X0-03-096-921-C |  | CARLING | 30 AMP MIDTRIP SNAP IN CIRCUIT BREAKER | REF | 1
CS-24V1-L30M |  | SENTRY TEC | DATA CENTER RACK SMART PDU 120V 24(NEMA 5-20R) 30A | REF | 1
CS7-0-6 |  | METAL-TECH | ALUMINUM CABLING SECTION 84H"X6W" | NOB | 4
CSE-510 |  | SUPERMICRO | SUPERMICRO 1U SERVER WITH MOTHER BOARD AND AC POWER | REF | 5
CSE-512 |  | SUPERMICRO | SUPERMICRO 1U SERVER WITH MOTHER BOARD X9SCL-F | REF | 179
CSS-CN-727 |  | CSSANTENNA | -40DB 698-2700MHZ N-MALE-TO-N-FEMALE COUPLER | NEW | 4
CT1-B2-34-630-321-C |  | CARLING | 30 AMP BOLT IN BREAKER | REF | 4
CT1-X0-04-135-321-C |  | CARLING | 30 AMP BOLT IN BREAKER | REF | 4
CT1-X0-06-809-A11-MJ |  | CARLING | 20 AMP 80VDC BULLET BREAKER A0722695 | REF | 7
CT1-X0-06-817-A11-MJ |  | CARLING | 70 AMP 80VDC BULLET BREAKER A0722732 | REF | 1
CT1-X0-18-076-A11-MJ |  | CARLING | 100 AMP DC BULLET BREAKER CBB100M | NEW | 1
CT25664AA667.Y16F |  | CRUCIAL | CRUCIAL 2GB PC2-5300 DDR2-667MHZ NON-ECC UNBUFF CL5 240-PIN | REF | 1
CT275MX300SSD1 |  | MICRON | CRUCIAL MX300 2.5" 275GB SSD | REF | 1
CT4L |  | TROMPETER | COAX HAND CRIMP TOOL | REF | 1
CTAPF2-12-C |  | PANDUIT | TERMINAL CRIMPBAND, OPEN BAND CONNECTOR CRIMP 2-12 AWG PINK | NEW | 95
CTB1901 |  | CENTRAL ST | CABLE TIE BAR KIT (12+24) ZY | NEW | 4
CTBK |  | METAL-TECH | CABLE TIE BRACKET KIT W/T HARDWARE ZINC PLATED | NEW | 25
CVR2-1 |  | PANDUIT | H-TAP COVER BLACK USE W HTCT2-2, CTAP2-4, CTAP2-2, CTAP2/0-2 | NEW | 55
CVR6-1 |  | PANDUIT | H-TAP COVER BLACK FOR USE W/ CTAP4-8, CTAP4-6, CTAP4-4 | NEW | 17
CW-24V2-L30M |  | SERVERTECH | SERVER TECH SWITCHED CABINET PDU 208-240V 30A 24XC13 OUTLETS | REF | 2
CWG-24V2C415C1 |  | SERVERTECH | 30A POPS OUTLET-LEVEL VERTICAL PDU OUTLETS (18)C13 - (6)C19 | REF | 2
CX008KCBV9YPI6-1050F |  | OCC | HYBRID FIBER CBL PLENUM 6FBR/2AWG18 | NEW | 1
CX008KCBV9YPI6-2100F |  | OCC | HYBRID FIBER CBL PLENUM 6FBR/2AWG18 | NEW | 1
CX008KCBV9YPI6-528F |  | OCC | HYBRID FIBER CBL PLENUM 6FBR/2AWG18 | NEW | 1
CX04-HG158LU |  | ROSENBERGR | LACE UP HOISTING GRIP 1-5/8" CABLE | NEW | 7
CX-24V2-L30M |  | SENTRY TEC | SERVERTECH SENTRY RACK PDU SWITCHED 0RU | REF | 2
CX35-36-C |  | PANDUIT | COPPER GROUND LUG 1 HOLE #14-#6 WIRE 3/16" BOLT SIZE | REF | 20
CX608-HA1720 |  | ROSENBERGR | HANGER ADAPTER GROMMET KIT OF 10 | NEW | 32
CX648-2526 |  | ROSENBERGR | ROSENBERGER 1 5/8" BARRELL CUSHION 26MM PK OF 10 | NEW | 3
D15S91C6PV00LF |  | FCI | D-SUB RCPT 15POS VERT PRS LOT OF 25 | NEW | 21
D1M-1A0013 | T1MYAF5CAA | ADC | 84 POS SPLIT FRT PUTTY 1-28ABC 23" | REF | 6
D1M-1A0060 | T1MYAZDCAA | ADC | DSX-1 84 CIRCUIT COMBO PANEL | NOB | 2
D1M-1X0027 | T1MYAY1CAA | ADC | DSX-1 84 CIRCUIT PANEL | NEW | 1
D271626 |  | FALCON | FALCON INDICATOR LOCK 2 SATIN CHROME DIFFERENT ANSI A156.5 D | NEW | 1
D2ALX20192 |  | CBI | CBI 407998277 100 AMP DC BULLET CIRCUIT BREAKER | NEW | 1
D2ALX20192 |  | CBI | CBI 407998277 100 AMP DC BULLET CIRCUIT BREAKER | REF | 2
D2ALX20236 |  | CBI | CBI 408213486 40 AMP DC BULLET CIRCUIT BREAKER | NEW | 9
D2ALX20236 |  | CBI | CBI 408213486 40 AMP DC BULLET CIRCUIT BREAKER | REF | 1
D2ALX20237 |  | CBI | CBI 407998228 50 AMP DC BULLET CIRCUIT BREAKER | NEW | 10
D2ALX20238 |  | CBI | CBI 407998160 15 AMP DC BULLET CIRCUIT BREAKER | NEW | 10
D2ALX20239 |  | CBI | CBI 407998186 20 AMP DC BULLET CIRCUIT BREAKER | REF | 5
DB-RTF-4575 |  | RAYCAP | 2U FBR CBL MGMT TRAY 12F PAIRS DUPLEX LC/LC 19"/23" | NOB | 1
DC-12005-012-LC/LC |  | GREATLAKES | RISER FIBER CBL 4-FIBER LC/LC 12FT | NEW | 17
DC-12611-025-LC/LC |  | GREATLAKES | RISER FIBER CBL 4-FIBER LC/LC 25FT | NEW | 42
DC-12611-050-LC/LC |  | GREATLAKES | RISER FIBER CBL 4-FIBER LC/LC 50FT | NEW | 91
DC-12611-075-LC/LC |  | GREATLAKES | RISER FIBER CBL 4-FIBER LC/LC 75FT | NEW | 11
DC500R |  | KINGSTON | KINGSTON 480GB SEDC500R 8308820 9907266-001.A01G 2.5" SSD | NOB | 1
DCC2488/110A5E |  | OCC | OCC 24 PORT CAT5E PATCH PANEL EIAB/EIAA | NEW | 1
DCC2488/110A5E-R |  | OCC | OCC 24 PORT CAT5E PATCH PANEL | NEW | 14
DCC2488/110A5E-R |  | OCC | OCC 24 PORT CAT5E PATCH PANEL | NOB | 4
DCC4888/110A5E |  | OCC | PATCH PANEL 48 PORT CAT 5E EIAB/EIAA | NEW | 4
DCC4888/110A5E-R |  | OCC | OCC 48 PORT CAT5E PATCH PANEL | NOOB | 5
DCM1F-1900N-A | WMOGACDFAA | INFINERA | REVA01 INFINERA FULL-WIDTH DCM1-1900PS/NM 130-0026-001 | REF | 1
DCS-7050S-52-F |  | ARISTA | ARISTA 52 PORT SWITCH ROUTER W FRONT TO REAR FANS AND AC PWR | REF | 1
DD3-231002 | T3MYABAAAA | ADC | DDP-3 64-POS DBL CHAS | NOB | 2
DDA130057 |  | CBI | CBI 20 AMP MID TRIP BULLET BREAKER | REF | 6
DDA130058 |  | CBI | CBI 30 AMP MID TRIP BULLET BREAKER | NEW | 1
DDA130058 |  | CBI | CBI 30 AMP MID TRIP BULLET BREAKER | REF | 2
DDA130060 |  | CBI | CBI 50 AMP MID TRIP BULLET BREAKER | REF | 3
DDA130061 |  | CBI | CBI 60 AMP MID TRIP BULLET BREAKER | REF | 2
DFX-100084 | T1MYAV7CAA | ADC | 84-TERM/FLEXDSX FRNT CR-CONN CHASS | NEW | 1
DIN-48CPC-CES70369 |  | 3M | DIN 41612 CONNECTORS 48P DIN | NEW | 86
DIR-605L |  | D-LINK | D-LINK CLOUD ROUTER MYDLINK ENABLED | NOOB | 1
DIXI-3-R2-DS3 | T3MYAEDBAA | LUCENT | DS3 CROSS CONNECT 4 PORT | REF | 27
DIXI-PH23/5A1-84 | T1MYAK5AAA | LUCENT | 84 POS X-CONN PANEL CC:106972367 | NOB | 2
DJSP2LG-Q |  | PANDUIT | DUCT JOINING STRIP PRE CUT PK OF 25 | NEW | 1
DLM-BLANK-A |  | INFINERA | DIGITAL LINE MODULE BLANK | REF | 11
DMI-102 | SNC1FKJ6AA | LUCENT | DMI-102 1603/12SM DROP MODULE | REF | 1
DNI5712 | NCIUCJK4AA | WESTELL | I2 WESTELL TELTREND DS1 INTRFCE CON | REF | 10
DP899 |  | DELL | POWEREDGE R710 MEMORY COOLING SHROUD 17-1 25-1 | REF | 12
DPCE-R-4XGE-XFP-E |  | JUNIPER | COUIAWYBTA JUNIPER MX960 4 CAGE 10GE DPC PRNCD | REF | 4
DPCE-R-4XGE-XFP-F | COUIAWYBTB | JUNIPER | 750-021566 MX960 40-CG 1GE EDPC PRNCD | REF | 1
DPCE-R-4XGE-XFP-H | COUIAWYBTD | JUNIPER | 750-021566 MX960 40-CG 1GE EDPC PRNCD | REF | 2
DPCE-R-4XGE-XFP-M | COUIBB5BTA | JUNIPER | 750-021566 MX960 40-CG 1GE EDPC PRNCD | REF | 2
DPS-500EB-1A |  | DELTA | DELTA ELECTRONICS 470W SWITCHING POWER SUPPLY A99657-008 | REF | 2
DPS-500EBA |  | DELTA | DELTA ELECTRONICS D37237-001 500W SWAP PSU | REF | 6
DRW#BS70008T |  | TBD | DS1 PATCH PANEL | REF | 2
DS1CBL24G25PRM-10F |  | CABLE | DS1 CABLE 25 PAIR 24 AWG MALE CHAMP CONNECTOR 10FT | REF | 4
DS1CBL24G25PRM-11F |  | CABLE | DS1 CABLE 25 PAIR 24 AWG MALE CHAMP CONNECTOR 11FT | REF | 1
DS1CBL24G25PRM-12F |  | CABLE | DS1 CABLE 25 PAIR 24 AWG MALE CHAMP CONNECTOR 12FT | REF | 3
DS1CBL24G25PRM-7F |  | CABLE | DS1 CABLE 25 PAIR 24 AWG MALE CHAMP CONNECTOR 7FT | REF | 2
DS1CBL24G25PRM-8F |  | CABLE | DS1 CABLE 25 PAIR 24 AWG MALE CHAMP CONNECTOR 8FT | REF | 2
DS1CBL24G25PRM-9F |  | CABLE | DS1 CABLE 25 PAIR 24 AWG MALE CHAMP CONNECTOR 9FT | REF | 4
DS1CBL26G25PRM-10F |  | CABLE | DS1 CABLE 25 PAIR 26 AWG MALE CHAMP CONNECTOR 10FT | REF | 8
DS1CBL26G25PRM-11F |  | CABLE | DS1 CABLE 25 PAIR 26 AWG MALE CHAMP CONNECTOR 11FT | REF | 6
DS1CBL26G25PRM-12F |  | CABLE | DS1 CABLE 25 PAIR 26 AWG MALE CHAMP CONNECTOR 12FT | REF | 6
DS1CBL26G25PRM-7F |  | CABLE | DS1 CABLE 25 PAIR 26 AWG MALE CHAMP CONNECTOR 7FT | REF | 1
DS1CBL26G25PRM-8F |  | CABLE | DS1 CABLE 25 PAIR 26 AWG MALE CHAMP CONNECTOR 8FT | REF | 3
DS1CBL26G25PRM-9F |  | CABLE | DS1 CABLE 25 PAIR 26 AWG MALE CHAMP CONNECTOR 9FT | REF | 8
DS-3-MPOP-FA-23 | T3MYAH1AAA | ADC | DSX-3 DS-3 CHASSIS | NOB | 2
DS-3MPOP-RAH/CH | T3MYAB6AAA | ADC | DSX-3 MODULAR CHASSIS WITH MODULE | NEW | 4
DS-SFP-FC8G-SW | COUIANZCAA | CISCO | MDS 9506 8GBPS FIBRE CHAN SFP | REF | 4
DSX3-4F1-BNC | T3PXC9BHAA | LUCENT | SYS III DSX MODULE CONNECTOR | REF | 23
DSX-3SR-BDM | DICPEDCJAA | AUGAT | DSX-3 4-REAR CROSS CONNECT | REF | 14
DSX-4B-M | T3PXC4A2AA | ADC | DS3 XCONN MODULE | NEW | 1
DSX-4B-M-W |  | ADC | DS3 XCONN BNC CARD | NEW | 9
DSX-4B-M-W | T3PQALGCAA | ADC | DS3 XCONN BNC CARD | REF | 1
DSX4F-24MBT-E01C |  | ADC | CHAS DS3 4F FX LOADED | NEW | 2
DSX-4F-E01C | T3MYAE7AAA | ADC | DSX-3 DS3 FX CHASSIS | REF | 1
DSX-4FT | T3PQAKSCAA | ADC | DSX-3 BNC CROSS CONNECT MODULE | NEW | 6
DSX-4FT | T3PQAKSCAA | ADC | DSX-3 BNC CROSS CONNECT MODULE | REF | 48
DSX-4H-MBRC | T3PQCA61AA | ADC | DSX 4H DS3 CC MOD | REF | 309
DSX-4H-MBRCD | T3PQAMXCAA | ADC | DSX-3 X-CONN MOD | REF | 140
DSX-4H-SBRC | T3PQCA51AA | ADC | DSX-3 STD/BNC RX MOD 3PT | REF | 211
DSX-4H-SBRCD | T3PQAC8CAA | ADC | DS3 MODULE 4 PORT STD SIZE JACK | NOOB | 1
DSX-4H-SBRCD | T3PQAC8CAA | ADC | DS3 MODULE 4 PORT STD SIZE JACK | REF | 57
DSX-4J-4H |  | ADC | 3 POSITION DS3 PANEL | REF | 1
DSX4R-24B0-C24 |  | ADC | DSX-3 24-POS PANEL W/SLEEVES | NOB | 1
DSX-4R-B20 |  | ADC | DSX DS3 MOD SLEAVE | NEW | 24
DSX-4R-B20 |  | ADC | DSX DS3 MOD SLEAVE | REF | 2
DSX-4R-C24 |  | ADC | 24 POSITION DS3 PANEL | REF | 3
DSX-4R-MB130 | T3PQAPMCAA | ADC | DSX 3 PORT DS3 MODULE | REF | 181
DSX-4R-MB160 | T3PQAPGCAA | ADC | DSX 6PRT DS3 MOD | REF | 173
DSX-4R-MB230 | T3PQAPNCAA | ADC | DSX 3 PORT DS3 MODULE | REF | 183
DSX-4R-MB260 | T3PQAPHCAA | ADC | DSX 6PRT DS3 MOD | REF | 171
DSX-4S-MB | T3PQALZCAA | ADC | DSX-1 DS3 MID/BNC CRS-CONN | REF | 141
DSX-4T1-MB4-V | T3PQAUFCAA | ADC | DSX-3 DS3 MID/BNC 4PRT MOD | REF | 13
DSX-4U-MBRC-BA | T3PQARUCAA | ADC | ADC 6-PORT DSX-3 MID/BNC | NEW | 1
DSX-4U-MBRC-BA | T3PQARUCAA | ADC | ADC 6-PORT DSX-3 MID/BNC | REF | 109
DSX-DR56-1 | T1MYAUJCAA | ADC | DSX MODULE 56 CIRCUIT | REF | 1
DSX-XA-BB-16-PW |  | ADC | 16 TERMINATION CROSS AISLE PANEL | REF | 1
DSX-XA-BB-24R | T3MYAJBAAA | ADC | DSX-3 CRS-AIS PANEL 24 P | REF | 4
DT01ACA050 |  | TOSHIBA | TOSHIBA HDKPC01D0A03 S 500GB SATA 7.2KRPM 6G/S 3.5" HDD | REF | 1
DTC-ANSI-B | WOM1Y00KRB | INFINERA | INFINERA DTC ANSI CHASIS DC POWER | REF | 1
DTC-ANSI-B | WOM1Y00KRC | INFINERA | INFINERA DTC ANSI CHASIS DC POWER | REF | 1
DTWA-528-14 |  | HYPEREDGE | HYPEREDGE 14 SLOT HOUSING | REF | 1
DV-28S-VE0 |  | TEAC | TEAC 1977192EV-E0 SATA DVD-ROM SLIMLINE | REF | 1
DX024KSLX9YPI6-181F |  | OCC | FIBER CABLE 24 FBR SM PLENUM ARMOR | NEW | 1
DX35A |  | L-COM | COAX CABLE TESTER | NOB | 1
DX-50 |  | L-COM | L-COM 6 POSITION MODULAR PATCH CORD TESTER | REF | 1
E154P18 |  | CONTACLIP | PG21 INSERT SANTOPRENE 50-PACK | NEW | 48
E1H020043M43M-CC |  | EUPEN | EUPEN JUMPER CABLE 6'-6" | NEW | 2
E4X1.5LG6 |  | PANDUIT | SLOTTED WALL WIRING DUCT 4"X1.5"X6' | NEW | 45
E-501-L20 |  | ADC | FIBER CAB C/A SWB12 SMFC-STUB 6.22M | NEW | 3
E-501-L565-A |  | ADC | IMP 7 FT WITH 8 INCH SPOOLS | NEW | 1
E5031BWL62641 |  | E-PLEX | ELECTRONIC PUSHBUTTON CYLINDRICAL LEVER LOCK SATIN CHROME | NEW | 3
E5-2640V2 |  | INTEL | INTEL XEON SR19Z 2.00GHZ PROCESSOR | REF | 2
E5-2660 |  | INTEL | INTEL XEON SR0KK 2.20GHZ PROCESSOR | REF | 2
E5-2660V2 |  | INTEL | INTEL XEON SR1AB 2.20GHZ PROCESSOR | REF | 6
E940J |  | CARLON | 2 INCH PVC CONDUIT COUPLING | NEW | 11
E940K |  | CARLON | CARLON 2-1/2'' PVC COUPLING | NEW | 3
E940N |  | THOMASBETT | CARLON 4" COUPLING PVC | NEW | 4
E942F |  | CARLON | 1" PVC THREADED FEMALE ADAPTER | NEW | 5
E942J |  | CARLON | 2 INCH SCH 40 PVC FEMALE ADAPTER CONDUIT CONNECTOR | NEW | 6
E943J |  | CARLON | CARLON 2" MALE TERMINAL ADAPTER PVC | NEW | 5
E950JH |  | CARLON | SCH 40 PVC REDUCING BUSHING CONDUIT FITTING 2" X 1-1/2" | NEW | 4
E97072-0000 |  | TYCO | GSIC 1/2-1 5/8 GELSEAL WEATHER SHLD | NEW | 6
E977HC-CTN |  | CARLON | 1 1/2"PLASTIC 2 HOLE STRAP 5PK | NEW | 3
E986J |  | CARLON | CARLON 2 INCH TYPE LB CONDUIT BODY | NEW | 1
E9E-ARM3-V1 |  | VIAVI | LC/PC-LC/PC SM 3.3MM DUPLEX G657A1 LSZH RED 3M | NEW | 1
E9E-JM-LBAND |  | VIAVI | JUNCTION MODULE WITH DUAL C+ L BAND WDM FILTER AND ISOLATOR | NOB | 1
E9E-LCLC0.5 |  | VIAVI | LC/APC-LC/APC SM 3.0MM SIMPLEX G657A1 LSZH YELLOW 0.5M | NEW | 2
E9E-LF |  | VIAVI | LAUNCH FIBRE MODULE FOR OTU5000 | NOB | 1
EB115 |  | CENTRAL | E/C BAR FOR 1.5 X 15'' CABLE RACK | NEW | 1
EB220 |  | CENTRAL | E/C BAR FOR 2 X 20'' CABLE RACK | NEW | 4
EB-35B |  | ADC | ADC 3.5" EXTEN. BRACKET KIT BLK | NEW | 1
EBE10RD4AGFA-4A-E |  | ELPIDA | ELPIDA 1GB PC2-3200 DDR2-400MHZ ECC REG CL3 240-PIN DIMM | REF | 6
EBJ21EE8BAFA-AE-E |  | ELPIDA | ELPIDA 2GB PC3-8500 DDR3-1066MHZ ECC UNBUFF CL7 240-PIN DIMM | REF | 12
ECC2 | SNPQBSLAAA | LUCENT | DDM-2000 ALARM INTERFACE | REF | 1
ECD819-SU |  | AIZUSOX | AIZUSOX USB3.0 EXTERNAL ODD&HDD DEVICE | NEW | 1
ED1242-71G37A |  | NORTEL | J-CLIP KIT B0091627 | NEW | 1
ED21B015 |  | SIEMENS | 15 AMP CIRCUIT BREAKER 1 POLE 120V | REF | 5
ED21B100 |  | SIEMENS | 100 AMP CIRCUIT BREAKER 1 POLE 120V | REF | 4
ED23S100A |  | SIEMENS | 100 AMP CIRCUIT BREAKER 3 POLE 240V | REF | 2
ED43B015 |  | SIEMENS | CIRCUIT BREAKER 15A 480VAC 3-POLE | REF | 2
ED43B020 |  | SIEMENS | CIRCUIT BREAKER 20A 480VAC 3-POLE | REF | 1
ED7C836-30-G1 |  | LUCENT | AMAS FLEXIBLE ACC SERVICE TERMINAL | REF | 1
ED83137-30G2 |  | LNGE PWR | LINEAGE 2000 DISTRIBUTION PANEL | NOB | 8
ED8C730-20 G15 |  | SUPERIOR | CABLE ASSEMBLY SET | NEW | 1
ED8C730-20G10 |  | LUCENT | ALARM INTERFACE CABLE | NEW | 1
ED8C730-20G2 |  | LUCENT | DDMPLUS OFFICE ALARM CBL ASSEM 135' | NEW | 3
ED8C730-20G5 |  | LUCENT | DDM CABLE SET 22AWG 28PR SHLD 125' | NEW | 2
ED8C730-20G7 |  | LUCENT | DDM CABLE SET 22AWG 28PR SHLD 50' | NEW | 2
ED8C843-31G10 |  | LUCENT | DDM-2000 FBR REACH NARROWBAND SHELF | REF | 2
ED8C843-31G8 |  | LUCENT | SHELF DDM 2000 FIBER REACH SYSTEM | REF | 2
EOLD-134HG-02-M51 |  | EOPTOLINK | QSFP-DD MPO 400G DR4+ 2KM | REF | 22
EOLQ-161HG-10-L |  | EOPTOLINK | EOPTOLINK 100G QSFP28 LR4 10KM TRANSCEIVER | REF | 1
EP071332-K |  | SUNMICRO | SUN 350-WATTS DC INPUT POWER SUPPLY | REF | 1
EPS-300 |  | 3M | 3M HEAT SHRINK TUBING 1-1/2" X 48" | NEW | 2
EQUIPMENT LOT |  | LOT | EQUIPMENT LOT | NEW | 42
EQUIPMENT LOT |  | LOT | EQUIPMENT LOT | REF | 149
ESR-24/100A |  | DELTA | DELTA ESR 3000 100A/240V POWER MOD | REF | 8
ESR-48/50AA |  | DELTA | DELTA ESR 3000 50A POWER MODULE | REF | 1
EX4200-24T | COM5T00BRA | JUNIPER | REV22 JUNIPER EX4200 1U 24 PT ETHNT 320W 750-021256 | REF | 3
EX4200-48PX |  | JUNIPER | JUNIPER 48 PORT SWITCH L3 | REF | 1
EX4550-EM-8XSFP | CMUIAFBBAA | JUNIPER | R07 JUNIPER 8 PORT SFP+ EXPANSION MODULE 711-039080 | REF | 1
EX-SFP-10GE-LR-IO |  | INTEGRA OP | 161469A11 SFP+10G 10KM JNPR LR 1310 NM SMF | NEW | 35
EX-SFP-10GE-SR-IO |  | INTEGRA OP | 161565A11 JUNIPER COMP SFP+ 10G 300M SR850NM MMF C-TEMP | NEW | 2
EX-SFP-1GE-LX-SO |  | SOLIDOPTIC | SOLID OPTICS SFP 1000BASE-LX 10KM 1310NM DDM | REF | 47
EX-XFP-10GE-LR |  | MISC | JUNIPER COMPATIBLE 10G 1310NM 10KM SMF DOM | REF | 4
EX-XFP-10GE-LR-US |  | USCRITICAL | SFP 10GBASE-LR-XFP SMF 1310NM 10KM LC TRANSCEIVER | REF | 2
F1PNM-H |  | ANDREW | HELIAX CONNECTORS TYPE N | NEW | 1
F2PCLB58 |  | PANDUIT | 2PC THREADED ROD 5/8 BRCKT KIT | NEW | 1
F4A-PDMDM-2M-3GSH |  | ANDREW | 2M SUREFLEX JUMPER ASSEMBLY | NEW | 6
F4NF |  | ANDREW | TYPE N FEM CON FOR 1/2" FSJ4-75A | NEW | 1
F88GCPNKGV |  | HOFFMAN | CLOSURE PLATE 8.00X8.00 GALVANIZED STEEL | NEW | 1
FAC100 | SLC1EJ0CAE | LUCENT | S1:5 AMAS DIAMOND IODS1 FAC I/F | REF | 2
FAC100 | SLC1EJ0CAB | LUCENT | S1:2 AMAS DIAMOND IODS1 FAC I/F | REF | 2
FAN-6100 |  | HATTERAS | HN6100 COOLING MODULE | NEW | 3
FAN-MOD-3HS |  | CISCO | 800-23543-01 CISCO FAN MODULE FOR CISCO 7603 IPPQAF4JAA | REF | 2
FAN-MOD-9SHS | IPPQAHUJAB | CISCO | CISCO 7609-S FAN MODULE 800-27636-04 | REF | 2
FAN-T1 | IPUCBBUBAA | CISCO | CISCO CATALYST 3850 FAN-T1 | NEW | 9
FB369SL |  | 3M | 3M FIRE BARRIER SELF-LOCKING PILLOW FB369SL LARGE 3"X6"X9" | NEW | 9
FBRA-SM-6-SC/LC-100F |  | CORNING | FIBER CABLE ARM SM 6-FBR SC/LC 100F | NEW | 1
FBRA-SM-6-SC/LC-50F |  | CORNING | FIBER CABLE ARM SM 6-FBR SC/LC 50FT | NEW | 1
FBRA-SM-6-SC/SC-70F |  | CORNING | FIBER CABLE ARM SM 6-FBR SC/SC 70FT | NEW | 1
FBR-SM-12-SC/SC-35F |  | TWCABLE | SMP SC/UPC-SC/UPC 12 FIBER ASSEMBLY 35FT | NEW | 1
FBR-SM-12-SC/SC-50F |  | TWCABLE | SMP SC/UPC-SC/UPC 12 FIBER ASSEMBLY 50FT | NEW | 1
FBR-SM-12-SC/SC-80F |  | TWCABLE | SMP SC/UPC-SC/UPC 12 FIBER 80FT | NEW | 1
FBR-SM-24-115F |  | CABLE | FIBER CABLE SM 24 COUNT 115F | NEW | 2
FBR-SM-2-LC/LC-120F |  | TWCABLE | FIBER CABLE SM 2 FIB LC/LC UPC 120FT BLUE | NEW | 20
FBR-SM-2-LC/LC-24F |  | TWCABLE | FIBER CABLE SM 2 FIB LC/LC UPC 24FT BLUE | NEW | 4
FBR-SM-2-LC/LC-60F |  | TWCABLE | FIBER CABLE SM 2 FIB LC/LC UPC 60FT BLUE | NEW | 1
FBR-SM-2-SC/FC-100F |  | CABLE | FIBER CABLE DUPLEX SM SC/FC 100F | NEW | 6
FBR-SM-72-SC/STUB-54 |  | CABLE | FIBER CABLE SM 72-FBR SC/STUB 54FT | NEW | 1
FBR-SM-8-LC/STUB-45F |  | CABLE | FIBER CABLE SM 8-FBR LC/STUB 45FT | NEW | 13
FBR-SM-LC/LC-65FT |  | CABLE | FBR CABLE SM LC/LC 45 DEGCON 65FT | NEW | 25
FBR-SM-LC/SC-230F |  | FIBER | FIBER CABLE LC/SC 230FT | NEW | 16
FBR-SM-LC/SC-3M |  | CABLE | FBR CABLE SM LC/SC 9/125 3 METERS | NEW | 600
FBR-SM-SC/LC-10F |  | CABLE | FIBER CABLE SM SC/LC 10FT | NEW | 80
FC30-SS |  | PASS&SEYMO | 0.3 TO 0.43" STAINLESS STEEL CLOSED MESH SINGLE EYE BUS GRIP | NEW | 55
FC326 |  | CENTRAL ST | AUXILIARY FRAMING CHANNEL CROSS OVER CLIP 5/8 HOLE 1.88" W | NEW | 13
FC9525F040 | WMDD20DAAD | FUJITSU | I04FW7500 LOW LOSS NORMAL SLOPE DCM | NOOB | 1
FC9525SAC1 | WM1CBBBAAA | FUJITSU | I02 FLASHWAVE MULTI-WAVE ANALYZER | REF | 1
FC9526MDC1 | WMD2S5FEAA | FUJITSU | FLASHWAVE FW OADX MULDEM 11-CHANNEL | REF | 2
FC9527DRA2 | WMAMRWKBAA | FUJITSU | I02 FLASHWAVE RAMAN AMPLIFIER | REF | 1
FC9565CMS1 | WOTRC6AJAB | FUJITSU | I02 FW9500 MULTI-RATE MSVR PRNCD, 2 | F/S | 1
FC9565CMS1 | WOTRC6AJAB | FUJITSU | I02 FW9500 MULTI-RATE MSVR PRNCD, 2 | NOB | 1
FC9565CMS1 | WOTRC6AJAB | FUJITSU | I02 FW9500 MULTI-RATE MSVR PRNCD, 2 | NOOB | 1
FC9565CMS1 | WOTRC6AJAB | FUJITSU | I02 FW9500 MULTI-RATE MSVR PRNCD, 2 | REF | 1
FC9565CTC1 | WOTRC6BJAB | FUJITSU | I02 FW9500 10G UNIV INTFC PRNCD | F/S | 1
FC9565CTC1 | WOTRC6BJAA | FUJITSU | FW9500 10G UNIV INTFC PRNCD | NOB | 2
FC9565CTC1 | WOTRC6BJAC | FUJITSU | I03 FW9500 10G UNIV INTFC PRNCD | NOB | 1
FC9565CTC1 | WOTRC6BJAC | FUJITSU | I03 FW9500 10G UNIV INTFC PRNCD | NOOB | 1
FC9565DA02 | WOGUAE0MAD | FUJITSU | I04 FW9500 DCM SMF 10KM WMP5-DA02 | NOB | 1
FC9565DA03 | WOGUAE1MAD | FUJITSU | I04 FW9500 DIGITAL CARRIER MODULE | REF | 2
FC9565MAB1 | WOOMAF8EAC | FUJITSU | I03 FW9500 44-CHANNEL MUX/DEMUX | NOB | 1
FC9565TPE2 | WOWUBA2BAE | FUJITSU | I05 NEXT GENERATION 100G MUXPONDER | NOB | 1
FC95700020 | WMOTBARHAA | FUJITSU | 7500 OC-3 SFP OPTICAL MODULE | REF | 3
FC95700050 | WMOTBALHAA | FUJITSU | 7500 OC-12 SFP OPT TRCVR | REF | 2
FC95700060 | WMOTBANHAA | FUJITSU | FW4100 OC-12 1310NM LR SFP | REF | 3
FC95700061 | WMOTBLRHAA | FUJITSU | FW7500 OC-12 SFP OPTICAL TRNSCVR | REF | 1
FC95700070 | WMOTBAPHAA | FUJITSU | FW7500 OC-12 SFP OPTICAL TRANSCEIVE | REF | 5
FC95705030 | WMOTCDMHAA | FUJITSU | I02 FW7500 GBE/FC1/FC2 SFP TRANSCVR | NOB | 2
FC95705030 | WMOTCDMHAA | FUJITSU | I02 FW7500 GBE/FC1/FC2 SFP TRANSCVR | REF | 1
FC9573E410 | COUIA5CNAB | FUJITSU | I04 FLASHWAVE CDS MULTIRATE XFP | NOOB | 1
FC95742LR4 | WOTRDGAJAA | FUJITSU | I04 FW9500 CFP TRANSCEIVER | REF | 1
FC95745AC2 | WOTRDHZJAA | FUJITSU | 100G COHERENT CFP NEL | REF | 1
FC9580C2C1 | SN12AAFAAA | FUJITSU | I02 FW4500 OC-12 I/F CARD IFA2-C2C1 | REF | 1
FC9580C2C1 | SN12AAMAAA | FUJITSU | I03 FW4500 OC-12 I/F CARD IFA2-C2C1 | REF | 2
FC9580C8C2 | SOUIAC2CAF | FUJITSU | I06 FW4500 1-PT OC-48 INTERFACE | REF | 1
FC9580CPU1 | SOCUAA0AAB | FUJITSU | I02 FW4500 MAIN PROCESSOR CARD | NEW | 1
FC9580D1V2 | SOUIAJ5CAA | FUJITSU | IFA2-D1V2 UN | REF | 1
FC9580D3S1 | SNI7BBBAAB | FUJITSU | I05 FW4500 DS3/EC1 INTFC CD | REF | 1
FC9580DSW1 | SNP8890CAB | FUJITSU | I02 FW4500 DS3/EC1 SW FAB | REF | 1
FC9580DSW1 | SNP8890CAA | FUJITSU | FW4500 DS3/EC1 SW FAB | REF | 1
FC9580FP11 | SNPQCN35AE | FUJITSU | I05 FW4500 FILLER PANEL | NEW | 2
FC9580FP11 | SNPQCN35AD | FUJITSU | I04 FW4500 FILLER PANEL | NEW | 1
FC9580FP11 | SNPQCN35AE | FUJITSU | I05 FW4500 FILLER PANEL | REF | 1
FC9580FP11 | SNPQCN35AC | FUJITSU | I03 FW4500 FILLER PANEL | REF | 3
FC9580FP21 | SNPQCN45AD | FUJITSU | I04 FW4500 FILLER PANEL 2 | NEW | 1
FC9580FP21 | SNPQCN45AC | FUJITSU | I03 FW4500 FILLER PANEL 2 | NOOB | 3
FC9580FP21 | SNPQCN45AC | FUJITSU | I03 FW4500 FILLER PANEL 2 | REF | 16
FC9580HUB1 | SOCUCB4AAC | FUJITSU | I04 OVERHEAD PROCESSOR MOD | NEW | 1
FC9580HUB1 | SOCUCB4AAC | FUJITSU | I04 OVERHEAD PROCESSOR MOD | NOB | 1
FC9580HUB1 | SOCUCB4AAE | FUJITSU | I06 OVERHEAD PROCESSOR MOD | REF | 1
FC9580HUB1 | SOCUCB4AAC | FUJITSU | I04 OVERHEAD PROCESSOR MOD | REF | 1
FC9580L3F5 | SN03AJMAAC | FUJITSU | I05 OC-3 INTFC UNIT | NOB | 1
FC9580L3F5 | SN03AJMAAE | FUJITSU | I07 OC-3 INTFC UNIT | NOB | 1
FC9580L3F5 | SN03AJBAAB | FUJITSU | I02 OC-3 INTFC UNIT | REF | 2
FC9580L3F5 | SN03AJMAAC | FUJITSU | I05 OC-3 INTFC UNIT | REF | 1
FC9580SF11 | SNP8880CAE | FUJITSU | I05 FW4500 STS SWITCH FABRIC SFA2-S | NEW | 1
FC9580SF11 | SNP8880CAC | FUJITSU | I03 FW4500 STS SWITCH FABRIC SFA2-S | REF | 1
FC9580VF11 | SOUCACJBAA | FUJITSU | I04 VT SWITCH FABIC | REF | 1
FC9607AWA2 | SNPQA9K5AC | FUJITSU | I05 FLM-2400 ALARM OW A2 | REF | 1
FC9607HTL6 | SNPQBYB5AG | FUJITSU | I14 FLM2400 HS OC-48 SC TRANS | REF | 2
FC9607HTL6 | SNPQBYB5AF | FUJITSU | ISS.13 FLM2400 HS OC-48 SC TRANS | REF | 1
FC9607MPB2 | SNPQCMM5AA | FUJITSU | I05 FLM-2400 MICRO PROC UNIT | REF | 1
FC9607PWH1 | SNPQBRF5AB | FUJITSU | I03 FLM-2400 HIGH SPEED POWER UNIT | REF | 1
FC9607SVB2 | SNPQCMS5AA | FUJITSU | I04 FLM-2400 SUPERVISORY UNIT | REF | 1
FC9608HSC4 | SNPQB3Y5AA | FUJITSU | I03 FLM-2400 HS SWITCH OC3/12 | REF | 1
FC9608SF11 | SNM8FCOCRA | FUJITSU | I05 FLM-2400 ADM TRIB SHLF | NOB | 1
FC9612AWB1 | SNPQADA5AB | FUJITSU | I02 FLM150 BASIC ALARM ORDERWIRE UN | REF | 1
FC9612LD11 | SNCLPV42AE | FUJITSU | I07 FLM-150 LS CHANNEL UNIT | REF | 9
FC9612LDE2 | SNPQBSN5AA | FUJITSU | I04 FLM-150 EN LS CHAN UT LC1A-D1E2 | REF | 6
FC9612LSD1 | SNP5JMSCAA | FUJITSU | I04 FLM-150 LOW SPEED SWITCH | REF | 2
FC9612MDM1 | SNCLLS42AA | FUJITSU | I02 FLM-150 INTER SPEED CHANNEL | REF | 3
FC9612MP31 | SNPQBPS5AA | FUJITSU | I03 FLM-150 PLUS MICRCR UNIT | REF | 1
FC9612PW11 | SNPQACW5AH | FUJITSU | FLM-150 POWER UNIT | REF | 1
FC9612SAM2 | SNPQB205AA | FUJITSU | I03 FLM-150 PLUS HS SWITCH 2 | REF | 1
FC9612SAM2 | SNPQA7P5AB | FUJITSU | I02 FLM-150 PLUS HS SWITCH 2 | REF | 1
FC9612SF11 | SNM8ED0CRA | FUJITSU | I04 FLM-150 SHELF | NEW | 1
FC9612SVD1 | SNPQBS75AC | FUJITSU | I06 FLM-150 SUPERVIS X.25/TL1 INTFC | REF | 2
FC9616AWB1 | SNPQADH5AB | FUJITSU | I02 FLM-600 ALM/OW | REF | 6
FC9616ECD1 | SNPQBTA5AB | FUJITSU | FLM-600 EMBEDDED OP CH PROCESSOR | REF | 2
FC9616LT31 | SNC1NEF2AC | FUJITSU | I03 FLM-2400 MS CHA LR1 ST | REF | 1
FC9616MDA1 | SNC1GP02AA | FUJITSU | MIDDLE SPEED CH DS3 | REF | 9
FC9616MPD1 | SNPQBS85AC | FUJITSU | I04 FLM-600 MICRO PROC ADL MP6A-ADL | NEW | 1
FC9616MPD1 | SNPQBS85AC | FUJITSU | I04 FLM-600 MICRO PROC ADL MP6A-ADL | REF | 2
FC9616MPD1 | SNPQCL65AA | FUJITSU | FLM-600 MICRO PROC ADL MP6A-ADL | REF | 1
FC9616MPG2 | SNPQCPS5AA | FUJITSU | I07 FLM-2400 MICROPROCESSOR TL1 | REF | 3
FC9616MS62 | SNPQA975AA | FUJITSU | FLM-600 MS SWITCH OPTICAL | REF | 1
FC9616PW61 | SNPQADE5AD | FUJITSU | I04 FLM-600 POWER UNIT PW6A | REF | 11
FC9616SAM2 | SNPQB2V5AA | FUJITSU | I03 FLM-600 HS SWITCH 2 HS6A-AD2 | REF | 6
FC9616SVD1 | SNPQBS95AC | FUJITSU | I07 FLM-600 X.25/TL1 INTERF SV6A-TD | NEW | 1
FC9616SVD1 | SNPQBS95AC | FUJITSU | I07 FLM-600 X.25/TL1 INTERF SV6A-TD | REF | 1
FC9616SVG1 | SNPQBP65AB | FUJITSU | I04 FLM-600 OSS INTERFACE UNIT | REF | 3
FC9616TCA1 | SNPQADL5AB | FUJITSU | I02 FLM-600 TIMING CONTROL UNIT | NEW | 2
FC9616TCA1 | SNPQADL5AB | FUJITSU | I02 FLM-600 TIMING CONTROL UNIT | REF | 2
FC9616TCA1 | SNPQB5K5AA | FUJITSU | I03 FLM-600 TIMING CONTROL UNIT | REF | 6
FC9616TCE1 | SNPQB5L5AA | FUJITSU | FLM150PLUS TMG CONT/AC | REF | 3
FC9681CPU2 | SBCTKY8DAE | FUJITSU | FW4100 MGMT/CONT ENHNC | REF | 1
FC9681ECD3 | SBUIAC2AAB | FUJITSU | I05 FW4100 BACKPLANE ADAPTER UNIT | REF | 1
FC9681ECE1 | SBUIACBAAC | FUJITSU | I03 FW4100 BACKPLANE ADAPTER UNIT | REF | 1
FC9681ECE1 | SBUIACBAAB | FUJITSU | I02 FW4100 BACKPLANE ADAPTER UNIT | REF | 3
FC9681ECP1 | SBCUAAKCAD | FUJITSU | I08 4100 MAIN PROCESSOR UNIT | REF | 1
FC9681ED31 | SBUIAC5AAD | FUJITSU | I06 4100ES 3-PORT DS3 I/F IFE1-ED31 | REF | 2
FC9681EL31 | SBUIAE2AAE | FUJITSU | I08 FW4100 OC3 BASE UNIT LUE1- EL31 | F/S | 2
FC9681EL31 | SBUIAE2AAD | FUJITSU | I07 FW4100 OC-3 BASE UNIT LUE1- EL31 | REF | 2
FC9681EL31 | SBUIAC6AAA | FUJITSU | I03 FW4100 OC3 BASE UNIT LUE1- EL31 | REF | 34
FC9681FAN4 | SBPQAB6FAB | FUJITSU | I05 FW4100 FAN TRAY | REF | 1
FC9681FIL1 |  | FUJITSU | FW4100 FILLER | REF | 8
FC9681FIL3 | BVPQAD9NAB | FUJITSU | I02 FW4100 BLANK FIBER CLIP | REF | 12
FC9681FLE1 | SBPQAB0FAB | FUJITSU | I02 FW4100 SHELF FILLER IFE1-FLE1 | REF | 8
FC9681SFE1 | SBM3A00ARD | FUJITSU | I04 FW4100 14 SLOT EXPANSION SHELF | NOB | 1
FC9681SFE1 | SBM3A00ARD | FUJITSU | I04 FW4100 14 SLOT EXPANSION SHELF | REF | 1
FC9681SFL1 | SBMMKL0ERF | FUJITSU | I06 FW4100 LRG CHAS | REF | 1
FC9681TMX1 | SBC2LN0DAA | FUJITSU | FW4100 DS3 TRANSMUX IFA1-TMX1 | NOB | 1
FC9682F140 | WMDD70PAAB | FUJITSU | I02 FUJITSU FW7500 DCM DCMX-F140 | NOB | 1
FC9682F140 | WMDD70PAAB | FUJITSU | I02 FUJITSU FW7500 DCM DCMX-F140 | REF | 1
FC9682L2C1 | WMOGAJVBAB | FUJITSU | I06 7500 C-BAND SR/LR PRE AND POST AMP | NOOB | 1
FC9682QRC1 | WOGUAERMAC | FUJITSU | I03 7500 40G REGENERATOR IFMA-QRC1 | REF | 2
FC9682RMC1 | WMOMA0TAAB | FUJITSU | I3 FW7500 MDMA-RMC1 MUXDMUX (ROADM) | REF | 2
FC9682SCC1 | WM3C804LAB | FUJITSU | I02 FLASHWAVE 7500 OSC SCMA-SCC1 | REF | 1
FC9682U1C1 | WMOPB76AAD | FUJITSU | I09 FW7500 UNIVERSAL 10G TRANSPONDE | REF | 3
FCF2X2YL |  | PANDUIT | 2" X 2" YELLOW COUPLER FITTING | NEW | 8
FCM-170000 |  | ADC | FIBER PANEL 144 POS SC CONNECTOR | NEW | 1
FCM-670000 |  | ADC | 72 POS SC CONN FIBER PANEL 23" | NOB | 17
FCM-670000 |  | ADC | 72 POS SC CONN FIBER PANEL 23" | NOOB | 2
FCM-670000-AVCG |  | ADC | 72 POS SC CONN FIBER PANEL 19" | NOB | 1
FCM-770000 |  | ADC | 96 POS SC CONN FIBER PANEL 23" | NOB | 23
FCM-770000 |  | ADC | 96 POS SC CONN FIBER PANEL 23" | NOOB | 1
FD3238H |  | NEC | NEC 134-508054-361-0 3.5" INTERNAL FLOPPY DRIVE | REF | 1
FD48B6QDLX |  | COMAIRROTR | FALCON FAN ASSY 040187 48V .72A | NOB | 64
FD9R6004/1C-3L |  | RFS | RFS DIPLEXER FILTER 698-960 MHZ BOX OF 2 | NEW | 11
FDF-ACC113 |  | ADC | VERTICAL CABLE GUIDE 4" X 5" | NOOB | 3
FDF-ACC285 |  | ADC | DOUBLE 2-TIER CABLE CLAMP KIT | NEW | 9
FDF-MOD002 |  | ADC | FDF FIBER PANEL 72 FC/UPC W PIGTAILS SINGLEMODE 8"X23" PUTTY | NEW | 1
FDM-SB3600 | LGCYAJCCAA | ADC | FIBER DISTRIBUTION SPLICE MODULE | NOOB | 2
FEC4X4OR |  | PANDUIT | 4X4 END CAP FITTING ORANGE | NEW | 20
FFANTRAY-MX960-S-C | COUCAFMBAA | JUNIPER | JUNIPER MX960 FRONT FAN TRAY | REF | 4
FFWC2X2LG |  | PANDUIT | FITTING AND COVER 4-WAY CROSS 2X2 | NEW | 2
FGM1062BLK |  | CENTRAL ST | 5/8 LADER RACK BRACKET KIT FGS-HLDR-5/8 | NEW | 41
FGS-ACC042 |  | ADC | ADC 6" FGS TO 8" TYTON ADAPTER | NEW | 1
FGS-ACC102 |  | ADC | 4" TO 6" TYTON ADAPTER | NEW | 1
FGS-ACC122 |  | ADC | 12 INCH TO 4 INCH TYTON ADAPTER | NEW | 1
FGS-ACC134 |  | ADC | QUICK KNOB WITH T-BOLT QTY 10 | NEW | 10
FGS-ACC535 |  | COMMSCOPE | 2" FGS TO 2" NEWTON ADAPTER KIT | NEW | 1
FGS-ACC535 |  | COMMSCOPE | 2" FGS TO 2" NEWTON ADAPTER KIT | REF | 1
FGS-ASRI-5F |  | ADC | 4" SQUARE TO 2" ROUND ADAP W/TUBE | NEW | 39
FGSB-MDSP-A/I |  | ADC | 4" INSERTABLE DOWNSPOUT BLACK | NEW | 18
FGSB-MSHS-F |  | ADC | BLACK 4'X12" HORIZONTAL STRT 6FT | NEW | 46
FGS-CD4E-A |  | ADC | 4" 45 DEGREE DOWN ELBOW COVER | NEW | 49
FGS-CD4E-B |  | ADC | 6IN 45 DOWN ELBOW FIXED COVER | NEW | 14
FGS-CD9E-A |  | ADC | 4IN 90DEG DOWN ELBOW COVER | NEW | 44
FGS-CD9E-B |  | ADC | COVER FOR 6" VERTICAL 90 DEGREE DOW | NEW | 29
FGS-CDSA-AB |  | ADC | 4" TO 6" STRAIGHT ADAPTER COV FIXED | NEW | 104
FGS-CDSA-FB |  | ADC | 12" TO 6" REDUCER COVER BLACK METAL | NEW | 1
FGS-CH4E-A |  | ADC | 4" 45 HORIZONTAL 45 DEGREE ELBOW CR | NEW | 9
FGS-CH4E-B |  | ADC | 6'' 45 HORIZONTAL 45 DEG ELBOW CVR | NEW | 16
FGS-CH9E-A |  | ADC | 4IN 90 DEG HORIZ ELBOW COVER | NEW | 27
FGS-CHRT-A |  | ADC | 4" HORIZONTAL "T" COVER | NEW | 37
FGS-CHRT-B |  | ADC | 4X6 HORIZONTAL T FIXED COVER | NEW | 50
FGS-CHRT-F/B |  | ADC | 4X12 HORIZ T COVER WITH 6IN EXIT BLACK METAL | NEW | 1
FGS-CHXP-A |  | ADC | COVER FOR 4" HORIZONTAL CROSS | NEW | 21
FGS-CHXP-B |  | ADC | 4X6 HORIZONTAL CROSS | NEW | 17
FGS-CLIP-E |  | ADC | DUCT COVER CLIP | NEW | 3
FGS-DDSP-A |  | ADC | FIBERGUIDE® SPLIT COVER FOR DOWNSPOUT, 4X4IN, BLACK | NEW | 1
FGS-DHCP |  | ADC | KIT 10 BLACK CAPTURE CLIPS | NEW | 12
FGS-DHHC |  | ADC | 10 HINGES/10 CLIPS FOR FGS-MSNC | NEW | 4
FGS-FHXP-H |  | ADC | FGS 24" COVER, 24" CROSS | NEW | 2
FGS-FLEXV-4F-A2C |  | ADC | DUAL FLEX KIT 2"X4' KT03-A REPLACE | NEW | 18
FGS-FLEXV-4F-C |  | ADC | SINGLE FLEX KIT 2"X4' KT03-A1 REPLA | NEW | 19
FGS-FLEXVAD-7F-C |  | ADC | FLEXVERTICAL KIT, 2 IN X 2 IN, 7 FT | NEW | 7
FGS-FLEXV-C |  | ADC | FLEX VERTICAL TROUGH 2X2 SINGLE SECTION YELLOW | NEW | 248
FGSG-MIDY-10F |  | ADC | 2 IN FLEX TUBE 10FT GREY | NEW | 1
FGS-HDCB-C |  | ADC | 2IN DIGITAL CABLE WAY SUPPORT KIT | NEW | 98
FGS-HDLB-4 |  | ADC | LADDER RACK BRACKET 4" / 6" KIT | NEW | 188
FGS-HDSI-AB |  | ADC | 4X4/4X6 DOWNSPOUT TO 2" ADAPTER INSERT | NEW | 90
FGS-HETR-1/2 |  | ADC | 1/2" EXISTING THREADED ROD BRKT KIT | NEW | 29
FGS-HETR-5/8 |  | ADC | 5/8" EXISTING THREADED ROD BRACKET | NEW | 167
FGS-HETR-5/8-A |  | ADC | 5/8IN MOD EXT THREAD BRACKET KIT | NEW | 4
FGS-HETR-F-5/8 |  | ADC | 5/8" EXISTING THREDDED ROD BRKT 12" | NEW | 60
FGS-HFCK-5/8 |  | ADC | AUX FRAMING KIT FOR 5/8 THREADED RO | NEW | 37
FGS-HFRR-10 |  | ADC | RETAINER RINGS | NEW | 53
FGS-HHEC-10 |  | ADC | FLEX TUBE CLAMPS (KIT OF 10) | NEW | 14
FGS-HHGK |  | ADC | HINGE KIT FOR 4X4 AND 4X6 COVERS | NEW | 58
FGS-HIFC-A |  | ADC | IFC TIE DOWN | NEW | 77
FGS-HIFC-B |  | ADC | 4X6 IFC TIE BRACKET | NEW | 2314
FGS-HISR-B |  | ADC | 6" STRAIN RELIEF KIT | NEW | 8
FGS-HKW2-E |  | ADC | 2 X 4 VERT KTW2-E MOUNT KIT 10 PACK | NEW | 25
FGS-HLBK |  | ADC | L-BRACKET | NEW | 14
FGS-HLDR-5/8 |  | ADC | 5/8 LADER RACK BRACKET KIT | NEW | 486
FGS-HLDR-5/8-2 |  | ADC | 2 INCH 5/8 LADER RACK BRACKET KIT | NEW | 25
FGS-HLDR-C |  | ADC | 2 WYE BRACKET | NEW | 1
FGS-HMEC-24 |  | ADC | 2X4 VERT END CAP | NEW | 2
FGS-HMEC-A |  | ADC | 4" END CAP | NEW | 65
FGS-HMEC-B |  | ADC | 4X6 END CAP | NEW | 52
FGS-HMEC-C |  | ADC | 2IN END CAP W/ JUNCTION | NEW | 161
FGS-HMEC-D |  | ADC | 4 X 4 VERTICAL END CAP KIT | NEW | 6
FGS-HMEC-E |  | ADC | 4" X 2" END CAP | NEW | 19
FGS-HMEC-F |  | ADC | 4X12 END CAP | NEW | 20
FGS-HMEC-F |  | ADC | 4X12 END CAP | REF | 4
FGS-HMEC-G |  | ADC | 2X6 END CAP | NEW | 13
FGS-HNTP-F-5/8 |  | ADC | 12 IN 5/8-INCH (16MM)TRAPEZE SUPPOR | NEW | 63
FGS-HNTP-H-5/8 |  | ADC | 24 IN TRAPEZE BRKT KIT | NEW | 8
FGS-HNTR-1/2 |  | ADC | NEW THREADED ROD BRACKET KIT, 1/2" | NEW | 10
FGS-HNTR-5/8 |  | ADC | NEW 5/8 THREADED ROD BRACKET KIT | NEW | 337
FGS-HNTR-5/8-A |  | ADC | 5/8-INCH MOD THREADED ROD BRACKET | NEW | 30
FGS-HNTR-F-1/2 |  | ADC | 12IN THREADED ROD BKT KIT 1/2 | NEW | 80
FGS-HNTR-F-12MM |  | ADC | 12IN THREADED ROD BKT KIT 12MM | NEW | 9
FGS-HNTR-F-5/8 |  | ADC | 12IN THREADED ROD BKT KIT 5/8 | NEW | 270
FGS-HNTS-F-5/8 |  | ADC | ADC KIT,CANTIL,12IN | NEW | 50
FGS-HNTS-F-5/8-LP |  | ADC | 5/8" TOP SUPP THR ROD BRACKET KIT | NEW | 13
FGS-HSHC-10 |  | ADC | (10) CLAMP HOSE KIT 7/8 HOSE TO RAC | NEW | 1
FGS-HTHR-1/2-36 |  | ADC | THREADED ROD 1/2" X 36" | NEW | 23
FGS-HTHR-3/8-72 |  | ADC | THREADED ROD 3/8" X 72" | NEW | 4
FGS-HTHR-5/8-12 |  | ADC | THREADED ROD 5/8" X 12" | NEW | 22
FGS-HTHR-5/8-21 |  | ADC | THREADED ROD 5/8" X 21" | NEW | 8
FGS-HTHR-5/8-24 |  | ADC | THREADED ROD 5/8" X 24" | NEW | 1
FGS-HTHR-5/8-30 |  | ADC | THREADED ROD 5/8" X 30" | NEW | 1
FGS-HTHR-5/8-36 |  | ADC | THREADED ROD 5/8" X 36" | NEW | 2
FGS-HTHR-5/8-42 |  | ADC | THREADED ROD 5/8" X 42" | NEW | 5
FGS-HTR2-1/2 |  | ADC | 2X2 1/2" T-ROD KIT | NEW | 3
FGS-HTR2-2-5/8 |  | ADC | EXISTING THREADED ROD BRCKT KIT 5/8 | NEW | 1
FGS-HTR2-5/8 |  | ADC | 2" SUPPORT BRACKET KIT | NEW | 46
FGS-HTUB-1/2 |  | ADC | CENTER SUPPORT BRACKET KIT 1/2" | NEW | 1
FGS-HTUB-5/8 |  | ADC | KIT MNTG T-BRKT 4IN/6IN | NEW | 20
FGS-HTUB-F-5/8 |  | ADC | CENTER SUPPORT BRACKET KIT 12" | NEW | 1
FGS-HUFB-A |  | ADC | UNDER FLOOR SUPPORT BRACKET KIT | NEW | 10
FGS-HUFB-C |  | ADC | 2IN UNDER FLOOR SUPPORT KIT | NEW | 19
FGS-HUR2-F |  | ADC | 12'' FGS KIT(1.75" PEDESTAL MOUNT) | NEW | 1
FGS-HWMB-C |  | ADC | 2X2 VERT DUCT MOUNT KIT KTW1/MSHA | NEW | 39
FGS-HWMB-D |  | ADC | 4X4 VERTICAL DUCT MNT BRACKET KIT | NEW | 51
FGS-JUNC-A |  | ADC | 4X4 JUNCTION | NEW | 191
FGS-JUNC-B |  | ADC | 6IN JUNCTION | NEW | 190
FGS-JUNC-F |  | ADC | 12IN JUNCTION | NEW | 10
FGS-JUNC-G |  | ADC | 2X6 JUNCTION | NEW | 121
FGS-KQKB |  | ADC | QUICK KNOBS (10) | NEW | 103
FGS-KT03-A |  | ADC | 4" END CAP W/2 2" FLX TUB 5FT | NEW | 99
FGS-KT03-A1 |  | ADC | 4" CAP W/ (1) 2" X 5 FT FLEX TUBE | NEW | 60
FGS-KT03-A1-10F |  | ADC | 4" END CAP KIT WI ONE 2" FLEX TUBE | NEW | 3
FGS-KT03-A4-0F |  | ADC | KIT 4X4 4 PORT ENDCAP N | NEW | 9
FGS-KT03-A4-10F |  | ADC | 4"X4" QUAD 2" FLEX TUBE ATT 10' | NEW | 4
FGS-KT03-A4-5F |  | ADC | 4"X4" QUAD 2" FLEX TUBE ATT 5' | NEW | 42
FGS-KT03-ANH |  | ADC | HARDWARE KIT FOR KT03-A NO HOSES | NEW | 17
FGS-KT03-B |  | ADC | 4" X 6" CAP W/(2) 2" FLEX TUBES 5FT | NEW | 16
FGS-KT03-B4-5F |  | ADC | 4"X6" QUAD 2" FLEX TUBE ATT 5' | NEW | 44
FGS-KT03-C |  | ADC | DUAL 7/8'' 5 FT FLEX 2X2 TUBE ATT | NEW | 18
FGS-KT03-G-5F |  | ADC | 2"X6" END CAP W/2 2" FLX TUB 5FT | NEW | 1
FGS-KT07-A4-10F |  | ADC | QUAD 7/8IN FLEX TUBE ATTACHMENT 4X4IN 10FT LENGTH YELLOW | NEW | 1
FGS-KT07-A4-5F |  | ADC | QUAD 7/8IN FLEX TUBE ATTACHMENT 4X4IN 5FT LENGTH YELLOW | NEW | 4
FGS-KT09 |  | ADC | TROUGH COVER CLIP KIT OF (3) | NEW | 642
FGS-KTW1-C |  | ADC | 2X2X6 SLOTTED DUCT 4IN SPACING | NEW | 45
FGS-KTW1-CA |  | ADC | 2IN SLOTTED DUCT KIT 1.5" SPC | NEW | 249
FGS-KTW1-E |  | ADC | 1X2 VERTICAL DUCT KIT 4" SPC | NEW | 26
FGS-KTW1-JA |  | ADC | 2X2 6' VERT SLT 1.5" SPC W/HING CVR | NEW | 48
FGS-KTW2-D |  | ADC | 4X4 VERTICAL SLOTTED 4IN SPACING | NEW | 100
FGS-KTW2-D-L3 |  | COMMSCOPE | 4X4 VERT SLT 4"-SPC SNAP ON CVR 6FT | NEW | 16
FGS-KTW2-E |  | ADC | 4X2 VERTICAL SLOTTED 1.5 SPC DUCT | NEW | 26
FGS-KTW2-FL |  | ADC | 4" VERTICAL DUCT KIT SOLID W/CVR 6' | NEW | 18
FGS-KTW2-J |  | ADC | 4X4 6' VERT SLT 4" SPC W/HING COV | NEW | 28
FGS-KTW2-K |  | ADC | 4X4 6' VERT SLT 2" SPC W/HING COV | NEW | 60
FGS-KTW2-R |  | ADC | 2X4, 6' VERT SLT 2" SPC W/HING COV | NEW | 125
FGS-KTW2-T |  | ADC | 4X2 6' VERT SLT 1.5" SPC W/HING COV | NEW | 10
FGS-MCDS-AB |  | ADC | 4IN DOWNSPOUT COVER | NEW | 64
FGS-MD4A-C |  | ADC | 45 DEGREE DOWN ELBOW 2" WITH COVER | NEW | 1581
FGS-MD4E-A |  | ADC | 4" 45° DOWN ELBOW | NEW | 48
FGS-MD4E-A |  | ADC | 4" 45° DOWN ELBOW | REF | 4
FGS-MD4E-B |  | ADC | 6" 45 DEGREE DOWN ELBOW | NEW | 40
FGS-MD4E-B |  | ADC | 6" 45 DEGREE DOWN ELBOW | REF | 2
FGS-MD4E-F |  | ADC | 12" 45 DEGREE DOWN | NEW | 13
FGS-MD4E-F |  | ADC | 12" 45 DEGREE DOWN | REF | 1
FGS-MD4E-G |  | ADC | ELBOW DOWN 45 FGS 2X6 | NEW | 19
FGS-MD9A-C |  | ADC | 2X2 90 DEG DOWN ELBOW | NEW | 140
FGS-MD9E-A |  | ADC | 4X4 90 DEGREE DOWN ELBOW | NEW | 42
FGS-MD9E-A |  | ADC | 4X4 90 DEGREE DOWN ELBOW | REF | 1
FGS-MD9E-B |  | ADC | 4X6 90 DOWN ELBOW | NEW | 18
FGS-MD9E-B |  | ADC | 4X6 90 DOWN ELBOW | REF | 1
FGS-MD9E-F |  | ADC | 12" 90 DEGREE DOWN | NEW | 13
FGS-MD9E-G |  | ADC | 2X6 90 DOWN ELBOW | NEW | 8
FGS-MDRT-F |  | ADC | 4 X 12 DOWNSPOUT WITH REAR TEE | NEW | 4
FGS-MDSA-AB |  | ADC | 4X4 TO 4X6 STRAIGHT ADAPTER | NEW | 63
FGS-MDSA-AB |  | ADC | 4X4 TO 4X6 STRAIGHT ADAPTER | REF | 1
FGS-MDSA-AC |  | ADC | 2'' TO 4'' ADAPTER/REDUCER W/COV | NEW | 38
FGS-MDSA-AC |  | ADC | 2'' TO 4'' ADAPTER/REDUCER W/COV | REF | 2
FGS-MDSA-C2C |  | ADC | ADAPTER, 2X2 TO DUAL 2X2 | NEW | 2
FGS-MDSA-FB |  | ADC | 12" TO 6" REDUCER | NEW | 1
FGS-MDSA-FB |  | ADC | 12" TO 6" REDUCER | REF | 1
FGS-MDSA-FB-R |  | ADC | 4X12 TO 4X6 ADAPTER | NEW | 2
FGS-MDSA-GA |  | ADC | ADAPTER FGS 2X6 TO 4X4 | NEW | 16
FGS-MDSA-GB |  | ADC | 2X6 TO 4X6 ADAPTER | NEW | 21
FGS-MDSA-HF |  | ADC | 24'' TO 12'' ADAPTER/ REDUCER | NEW | 198
FGS-MDSP-2B |  | ADC | 4X6 DUAL DROP DOWNSPOUT | NEW | 6
FGS-MDSP-A |  | ADC | 4 INCH DOWNSPOUT | NEW | 205
FGS-MDSP-A |  | ADC | 4 INCH DOWNSPOUT | REF | 1
FGS-MDSP-A/I |  | ADC | 4" INSERTABLE DOWNSPOUT | NEW | 58
FGS-MDSP-B |  | ADC | 6-INCH DOWNSPOUT WITH A 4-INCH EXIT | NEW | 38
FGS-MDSP-B/I |  | ADC | 6" INSERTABLE DOWNSPOUT | NEW | 5
FGS-MDSP-C |  | ADC | 2X2 EXTENDED DOWNSPOUT | REF | 1
FGS-MDSP-EX-B |  | ADC | 4X6 EXTENDED DOWNSPOUT | NEW | 14
FGS-MDSP-F |  | ADC | 12 INCH HORZ DOWN SPOUT W 6 IN EXIT | NEW | 86
FGS-MDSP-F |  | ADC | 12 INCH HORZ DOWN SPOUT W 6 IN EXIT | REF | 5
FGS-MDSP-G |  | ADC | DOWNSPOUT 2X6 TO 2X2 | NEW | 32
FGS-MEX1-C-5F |  | ADC | 2 IN FLEX TUBE ATCH W/ 5FT TUBE | NEW | 50
FGS-MEXC-E-A |  | ADC | EXPRESS EXIT COVER, 4" | NEW | 70
FGS-MEXC-E-B |  | ADC | REAR CVR (100MM) XP EXIT 4X6 SYSTEM | NEW | 69
FGS-MEXC-E-F |  | ADC | FLIP COVER 4X12 FOR EXPRESS EXIT | NEW | 64
FGS-MEXP-A/B/F |  | ADC | FBR DUCT 2X2 EX DWN SP | NEW | 79
FGS-MEXP-A/B/F |  | ADC | FBR DUCT 2X2 EX DWN SP | REF | 4
FGS-MEXP-E-A/B/F |  | ADC | 4IN EXPRESS EXIT KIT 4X4 4X6 4X12 | NEW | 51
FGS-MEXP-LP-A/B/F |  | ADC | EXPRESS EXIT KIT, 2X2 LOW PROFILE | NEW | 93
FGS-MEXP-LP-G |  | ADC | LOW PROFILE 2X6 EXPRESS EXIT | NEW | 48
FGS-MFAW-A |  | ADC | 4X4 SNAP FIT JUNCTION | NEW | 496
FGS-MFAW-B |  | ADC | 6" SNAP-FIT JUNCTION | NEW | 263
FGS-MFAW-F |  | ADC | 12" SNAP JUNCTION | NEW | 76
FGS-MFAW-H |  | ADC | 24" SNAP-FIT JUNCTION | NEW | 16
FGS-MFTY-25F |  | ADC | 7/8 FLEX TUBE 25FT | NEW | 7
FGS-MH4A-C |  | ADC | 2" 45 DEGREE HORIZ ELBOW W/COVER | NEW | 48
FGS-MH4E-A |  | ADC | 4X4 45º HORIZONTAL ELBOW | NEW | 10
FGS-MH4E-B |  | ADC | 4X6 45 HORIZ ELBOW | NEW | 19
FGS-MH4E-B |  | ADC | 4X6 45 HORIZ ELBOW | REF | 1
FGS-MH4E-F |  | ADC | 12" 45 DEGREE HORIZONTAL | NEW | 1
FGS-MH9A-C |  | ADC | 2IN 90 HORZ ELBOW | NEW | 45
FGS-MH9A-C-45/2 |  | ADC | 2X2 90° EXTENDED HORIZONTAL ELBOW | NEW | 17
FGS-MH9E-A |  | ADC | 4X4 90 HORIZONTAL ELBOW | NEW | 71
FGS-MH9E-A |  | ADC | 4X4 90 HORIZONTAL ELBOW | REF | 2
FGS-MH9E-B |  | ADC | 90° HORIZONTAL ELBOW | NEW | 30
FGS-MH9E-B |  | ADC | 90° HORIZONTAL ELBOW | REF | 2
FGS-MH9E-F |  | ADC | 12" 90 DEGREE HORIZONTAL | NEW | 14
FGS-MH9E-F |  | ADC | 12" 90 DEGREE HORIZONTAL | REF | 2
FGS-MH9E-G |  | ADC | 2X6 HORZ 90 ELBOW | NEW | 14
FGS-MH9E-G |  | ADC | 2X6 HORZ 90 ELBOW | REF | 1
FGS-MHIS-A |  | ADC | 4IN CUT IN T | NEW | 25
FGS-MHIS-B |  | ADC | 6IN CUT IN T | NEW | 17
FGS-MHIS-B/H |  | ADC | 6IN CUT IN T KTI FOR 24IN SYSTEM | NEW | 1
FGS-MHIS-F |  | ADC | 4X4,4X6, 4X12 12" CUT-IN T | NEW | 10
FGS-MHRT-A |  | ADC | 4IN HORIZONTAL T | NEW | 129
FGS-MHRT-A |  | ADC | 4IN HORIZONTAL T | REF | 3
FGS-MHRT-B |  | ADC | 6 INCHHORIZONTAL T | NEW | 24
FGS-MHRT-B |  | ADC | 6 INCHHORIZONTAL T | REF | 12
FGS-MHRT-F |  | ADC | 4X12 HORIZONTAL T | NEW | 57
FGS-MHRT-F |  | ADC | 4X12 HORIZONTAL T | REF | 6
FGS-MHRT-F/B |  | ADC | 12-INCH HORIZ T W/ A 6IN EXIT | NEW | 64
FGS-MHRT-F-VS |  | ADC | 4X12 HORIZONTAL T MOUNTING KIT | NEW | 10
FGS-MHRT-G |  | ADC | 2X6 HORIZONTAL T | NEW | 23
FGS-MHRT-H/F |  | ADC | 4X24 ISLAND T WITH SINGLE 12" EXIT | NEW | 4
FGS-MHRT-H/F-VS |  | ADC | 24" VARIABLE SUPPORT BRACKET KIT | NEW | 4
FGS-MHTA-C |  | ADC | 2" T WITH COVER | NEW | 139
FGS-MHXP-A |  | ADC | 4X4 HORIZONTAL CROSS | NEW | 37
FGS-MHXP-A |  | ADC | 4X4 HORIZONTAL CROSS | REF | 7
FGS-MHXP-B |  | ADC | 4X6 HORIZONTAL CROSS | NEW | 35
FGS-MHXP-B |  | ADC | 4X6 HORIZONTAL CROSS | REF | 5
FGS-MHXP-B/F |  | ADC | 4X12 TO 4X6 HORIZONTAL CROSS | NEW | 15
FGS-MHXP-C |  | ADC | 2X2 HORIZONTAL CROSS WITH COVER | NEW | 96
FGS-MHXP-F |  | ADC | 4X12 HORIZONTAL CROSS | NEW | 10
FGS-MHXP-F/H |  | ADC | 24" HORIZ CROSS W/ TWO 12" EXITS | NEW | 8
FGS-MHXP-F/H-VS |  | ADC | 24" VARIABLE SUPPORT BRACKET KIT | NEW | 21
FGS-MHXP-F-VS |  | ADC | 12" VARIABLE SUPPORT BRACKET KIT | NEW | 1
FGS-MHXP-G |  | ADC | 2X6 HORIZONTAL CROSS | NEW | 4
FGS-MHXP-H |  | ADC | 24"HORIZONTAL CROSS | NEW | 6
FGS-MHXP-H-VS |  | ADC | VARBL SUPP BRKT KIT 4X24 SYS HORIZ | NEW | 1
FGS-MIDY-10F |  | ADC | 2 IN FLEX TUBE 10FT | NEW | 52
FGS-MIDY-5F |  | ADC | 2 IN FLEX TUBE 5FT | NEW | 1
FGS-MJWR-A |  | ADC | 4 INCH DOWNSPOUT JUNCTION KIT | NEW | 148
FGS-MJWR-B |  | ADC | 6" JUNCTION KIT | NEW | 242
FGS-MJWR-C |  | ADC | 2IN SNAP FIT JUNCTION | NEW | 683
FGS-MJWR-D |  | ADC | 4" SLOTTED JUNCTION KIT | NEW | 57
FGS-MLDY-10F |  | ADC | 1" O.D. FLEX TUBE 10' YEL | NEW | 138
FGS-MLDY-18F |  | ADC | 1" O.D. FLEX TUBE 18' YEL | NEW | 1
FGS-MLDY-5F |  | ADC | 1" O.D. FLEX TUBE 5' YEL | NEW | 9
FGS-MSDS-C |  | ADC | 2IN DOWNSPOUT STANDARD W/COVER | NEW | 74
FGS-MSDS-C |  | ADC | 2IN DOWNSPOUT STANDARD W/COVER | REF | 2
FGS-MSHA-C |  | ADC | 2IN STRAIGHT W/COVER 6FT | NEW | 120
FGS-MSHC-A |  | ADC | 4IN HINGED COVER | NEW | 186
FGS-MSHC-B |  | ADC | 6IN HORIZONTAL STRAIGHT HINGED COVE | NEW | 266
FGS-MSHC-C |  | ADC | COVER FOR 2X2 VERTICAL DUCT 6FT | NEW | 50
FGS-MSHC-D |  | ADC | COVER FOR 4X4 OR 2X4 VERTICAL DUCT' | NEW | 13
FGS-MSHS-A |  | ADC | 4IN X 6FT STRAIGHT SECTION | NEW | 135
FGS-MSHS-A-60 |  | ADC | 5FT 4IN X 6FT STRAIGHT SECTION | REF | 3
FGS-MSHS-F |  | ADC | 12"HORIZONTAL STRAIGHT | NEW | 37
FGS-MSHS-G |  | ADC | 2X6 HORZ STRAIGHT SECTION | NEW | 89
FGS-MSHS-G-66 |  | ADC | 5.5FT 2X6 HORZ STRAIGHT SECTION | REF | 1
FGS-MSHS-H |  | ADC | 24" HORIZONTAL STRAIGHT | NEW | 2
FGS-MSNC-A |  | ADC | 4X4 HINGED COVER FOR HORIZ STRAIGHT | NEW | 19
FGS-MSNC-B/G |  | ADC | 2X6/4X6 HORIZ STRAIGHT HINGED COVER | NEW | 5
FGS-MSNC-F |  | ADC | 4X12 HINGED COVER FOR HORIZ STRT | NEW | 2
FGS-MSSC-A |  | ADC | 4 IN SNAP-ON COVER KIT FOR 6FT SRT | NEW | 78
FGS-MSSC-B/G |  | ADC | 6FT STRAIGHT SNAP ON COVER W/KIT 6" | NEW | 41
FGS-MSSC-F |  | ADC | 12" COVER FOR 6' STRAIGHT | NEW | 86
FGS-MSTOR-A/B/F |  | ADC | FIBER STORAGE SPOOLS KIT OF 2 | NEW | 6
FGS-MTRM-A |  | ADC | 4IN TRUMPET FLARE KIT | NEW | 246
FGS-MTRM-B |  | ADC | 6" TRUMPET FLARE KIT | NEW | 167
FGS-MTRM-C |  | ADC | 2X2 TRUMPET FLARE | NEW | 30
FGS-MTRM-F |  | ADC | 12" TRUMPET FLARE KIT | NEW | 32
FGS-MTRM-G |  | ADC | 2X6 TRUMPET FLARE | NEW | 25
FGS-MTRM-H |  | ADC | 24" TRUMPET FLARE | NEW | 3
FGS-MU4A-C |  | ADC | 2IN UP 45 WITH COVER | NEW | 17
FGS-MU4E-A |  | ADC | 4" 45° UP ELBOW WITH COVER | NEW | 59
FGS-MU4E-B |  | ADC | 6 IN 45 UP ELBOW WITH COVER | NEW | 53
FGS-MU4E-B |  | ADC | 6 IN 45 UP ELBOW WITH COVER | REF | 2
FGS-MU4E-F |  | ADC | 12" 45 DEGREE UP | NEW | 15
FGS-MU4E-F |  | ADC | 12" 45 DEGREE UP | REF | 1
FGS-MU4E-G |  | ADC | 45 DEGREE UP ELBOW KIT 2X6 W/COVER | NEW | 17
FGS-MU9A-C |  | ADC | 2X2 90 UP ELBOW | NEW | 99
FGS-MU9E-A |  | ADC | 4IN UP 90 WITH COVER | NEW | 23
FGS-MU9E-B |  | ADC | 90° UP ELBOW | NEW | 76
FGS-MVAR-B |  | ADC | 6" EXPANDABLE | NEW | 6
FGSO-HMEC-C |  | ADC | 2IN END CAP W/ JUNCTION ORANGE | NEW | 4
FGSO-JUNC-B |  | ADC | 6IN JUNCTION ORANGE | NEW | 1
FGSO-MCDS-AB |  | ADC | 4IN DOWNSPOUT COVER ORANGE | NEW | 2
FGSO-MCDS-EX-AB |  | ADC | 4"/6" EXTENDED DOWNSPOUT COVER | NEW | 1
FGSO-MD4A-C |  | ADC | 45 DEG DOWN ELBOW 2" W/COVER ORANGE | NEW | 4
FGSO-MD4E-A |  | ADC | 4" 45° DOWN ELBOW ORANGE | NEW | 2
FGSO-MD9E-A |  | ADC | 4X4 90 DEGREE DOWN ELBOW ORANGE | NEW | 2
FGSO-MD9E-B |  | ADC | 4X6 90 DEGREE DOWN ELBOW ORANGE | NEW | 2
FGSO-MD9E-F |  | ADC | 12" 90 DEGREE DOWN ORANGE | NEW | 2
FGSO-MDSA-AB |  | ADC | 4X4 TO 4X6 STRAIGHT ADAPTER ORANGE | NEW | 13
FGSO-MDSP-B |  | ADC | 6IN DOWNSPOUT WITH A 4IN EXIT ORANG | NEW | 1
FGSO-MDSP-EX-A |  | ADC | 4X4 EXTENDED DOWNSPOUT ORANGE | NEW | 1
FGSO-MH4E-A |  | ADC | 4X4 45º HORIZONTAL ELBOW ORANGE | NEW | 2
FGSO-MH9E-A |  | ADC | 4X4 90 HORIZONTAL ELBOW ORANGE | NEW | 4
FGSO-MHRT-A |  | ADC | 4IN HORIZONTAL T ORANGE | NEW | 2
FGSO-MHRT-B |  | ADC | 6 IN HORIZONTAL T ORANGE | NEW | 2
FGSO-MHRT-F |  | ADC | 4X12 HORIZONTAL T ORANGE | NEW | 1
FGSO-MHXP-B |  | ADC | 4X6 HORIZONTAL CROSS ORANGE | NEW | 1
FGSO-MIDY-5F |  | ADC | FBR GDE 2" SLT FLEX TUBE 5FT ORANGE | NEW | 4
FGSO-MJWR-C |  | ADC | 2IN SNAP FIT JUNCTION ORANGE | NEW | 71
FGSO-MSHS-A |  | ADC | 4IN X 6FT STRAIGHT SECTION ORANGE | NEW | 7
FGSO-MSHS-A |  | ADC | 4IN X 6FT STRAIGHT SECTION ORANGE | REF | 1
FGSO-MSHS-B |  | ADC | 6" HORIZONTAL STRAIGHT ORANGE | NEW | 9
FGSO-MU4A-C |  | ADC | 2IN UP 45 WITH COVER ORANGE | NEW | 1
FGSO-SHRT-F |  | ADC | 12" HORIZ "T" SNAP ON COVER ORANGE | NEW | 1
FGS-SD4E-B |  | ADC | 6 INCH 45 DOWN ELBOW COVER | NEW | 8
FGS-SD4E-F |  | ADC | 45 DEG DOWN ELBOW SNAP ON COVER | NEW | 14
FGS-SD9E-F |  | ADC | 90° DOWN COVER, YELLOW | NEW | 19
FGS-SDSA-AB |  | ADC | 4X4 TO 4X6 STRAIGHT ADAPTER COVER | NEW | 1
FGS-SDSA-F2B |  | ADC | COVER FOR 12" TO (2) 6" ADAPTER | NEW | 1
FGS-SDSA-FB |  | ADC | 12" TO 6" REDUCER COVER | NEW | 7
FGS-SH4E-A |  | ADC | 4X4 45 DEG HORIZONTAL ELBOW COVER | NEW | 16
FGS-SH4E-F |  | ADC | 45° HORIZONTAL COVER, YELLOW | NEW | 9
FGS-SH9E-A |  | ADC | 4" HORZ 90 COVER | NEW | 23
FGS-SH9E-B |  | ADC | 6 IN 90 DEGREE HORIZONTAL ELBOW CV | NEW | 13
FGS-SH9E-F |  | ADC | 12" HORIZONTAL 90 DEGREE ELBOW, SNR | NEW | 2
FGS-SHRT-A |  | ADC | CVR TEE 4X4 | NEW | 6
FGS-SHRT-B |  | ADC | 6IN HORZ T COVER | NEW | 54
FGS-SHRT-F/B |  | ADC | 4X12 HORIZ T COVER WITH 6IN EXIT | NEW | 23
FGS-SHXP-A |  | ADC | COVER FOR 4" HORIZONTAL 4-WAY CROSS | NEW | 2
FGS-SHXP-B |  | ADC | 6 INCH HORZ CROSS SNAP ON COVER | NEW | 11
FGS-SHXP-B/F |  | ADC | SNAP ON COVER FOR FGS-MHXP-B/F | NEW | 19
FGS-SHXP-F |  | ADC | 4X12 HORIZONTAL CROSS COVER | NEW | 7
FGS-STOR-A/B |  | ADC | STORAGE SPOOL FOR DARK FBR JUMPER | NEW | 2
FGS-SU4E-F |  | ADC | 12" VERTICAL 45 DEGREE UP ELBOW COR | NEW | 15
FGS-VDSA-FB-L |  | ADC | 12" TO 6" ADAPTER LEFT COVER | NEW | 2
FHB2 | T1UIMK0FAA | LUCENT | SDV-2000 DSXBIU CONTROLLER | REF | 1
FHU-FPP96FLCHSMF |  | FS | FHU 1U 19'' FIBER PANEL 96 FIBERS OS2 SM 48 X LC UPC DUPLEX | NOOB | 1
FIDT2X2OR |  | PANDUIT | 1-PORT SPILL OUT 1 1/2" TUBING ORNG | NEW | 2
FIDT4X4BL |  | PANDUIT | 2 PORT SPILLOUT TO 1.5" TUBING | NEW | 17
FISH PAPER 10X28 |  | MISC | FIBRE PAPER FISH PAPER 10 1/8"X28 3/8" PACK OF 4 | NEW | 23
FISH PAPER 10X6 |  | MISC | FISH PAPER 10X6 PACK OF 10 | NEW | 7
FISHPAPER10X5-100 |  | MISC | INSULATED FISH PAPER 10"X5" ROUNDED EDGES PACK OF 100 | NEW | 2
FISHPAPER2.5X5-100 |  | MISC | INSULATED FISH PAPER 2.5"X5" ROUNDED EDGES PACK OF 100 | NEW | 5
FISHPAPER2.5X5-50 |  | MISC | INSULATED FISH PAPER 2.5"X5" ROUNDED EDGES PACK OF 50 | NEW | 1
FITF2X2 |  | PANDUIT | INNERDUCT TRANSITION 3/4" OR 1" | NEW | 1
FIV452X2LG |  | PANDUIT | FITTING/COVER INSID VERTICAL 45 2X2 | NEW | 1
FIV452X2YL |  | PANDUIT | PANDUIT INSIDE VERT 45 DEG ANG 2X2 | NEW | 1
FIV454X4OR |  | PANDUIT | FITTING/COVER INSID VERT 45 4X4 OR | NEW | 4
FIVRA2X2LG |  | PANDUIT | INSIDE VERT RIGHT ANGLE 2X2 W/CVR | NEW | 6
FIVRA4X4YL |  | PANDUIT | FITTING / COVER INSIDE VERTICAL 4X4 | NEW | 1
FL2-144SPNL |  | ADC | FL2000 SPLICE PANEL 144 POSITION | NOB | 1
FL2-HZSTORE-B |  | ADC | FIBER STORAGE PNL HZ INTERBAY 5.25 | NEW | 1
FLB58X15 |  | PANDUIT | 5/8 LADDER RACK BRACKET | NEW | 4
FLOORANCHOR-ZN-5/8 |  | MISC | 5/8 NO-FLANGE DROP-IN CONCRETE FLOOR ANCHOR ZINC 7/8" DRILL | NEW | 59
FMD6-LCSC-05 |  | CABLESANDK | LC TO SC MULTIMODE DUPLEX 62.5/125 OM1 FIBER PATCH CABLE 5M | NEW | 4
FMH2946 |  | CENTRAL ST | EXPANSION SHIELD BOLT KIT 3/8 MTG ES ESP KIT | NEW | 1
FMPE30.48S101G |  | POWER-ONE | AC/DC CONVERTER 48V 2900W | REF | 4
FMRB |  | PANDUIT | FIBER-DUCT RK-MOUNT L BR ACC KIT | NEW | 5
FMT719 |  | BLACKBOX | RUBBER BOOT RJ45 CONNECTOR GREEN | NOB | 200
FMT-ACCCLMP01 |  | ADC | CABLE CLAMP KIT 6 MM 0.25" OFFSET | NEW | 1
FMT-ACCCLMP07 |  | ADC | OSP CABLE CLAMP .25 OFFSE | NEW | 2
FMT-JN2A70160-A24P |  | ADC | ADC 1RU FMT FIBER TERMINATION PANEL 24 SC/UPC SM W/T 70FT CB | NEW | 1
FNM-15 |  | BUSSMANN | FUSETRON TIME DELAY FUSE 15 AMP | REF | 6
FNM-20 |  | BUSSMANN | 250V 20A TIME DELAY GENERAL PURPOSE FUSE | REF | 1
FNM-30 |  | BUSSMANN | FUSETRON TIME DELAY FUSE 30 AMP | REF | 2
FNQ-20 |  | BUSSMANN | TRON 20A 500V TIME DELAY FUSE | NEW | 9
FNQ-20 |  | BUSSMANN | TRON 20A 500V TIME DELAY FUSE | REF | 4
FNQ-25 |  | BUSSMANN | TRON 25A 500V TIME DELAY FUSE | NEW | 4
FNQ-30 |  | BUSSMANN | TRON 30A 500V TIME DELAY FUSE | REF | 2
FOC-PEN-1 |  | TXM | ONE CLICK FIBER OPTIC CLEANER PEN 1.25MM - LC AND MU | NEW | 2
FOC-PEN-2 |  | TXM | ONE-PUSH PEN FIBER OPTIC CLEANER 2.5MM FOR FC ST SC CONN | NEW | 2
FOS850/1300 |  | FLUKE | FOS 850/1300 FIBER OPTIC SOURCE | REF | 1
FOVRA2X2YL |  | PANDUIT | PANDUIT OUTSIDE VERT RIGHT ANG 2X2 | NEW | 222
FOVRA4X4LG |  | PANDUIT | PANDUIT OUTSIDE VERT RIGHT ANG 4X4 | NEW | 7
FP-301-100F |  | 3M | 1/2" HEAT SHRINK TUBING 100 FEET | NEW | 1
FP-301-80F |  | 3M | 1/2 " HEAT SHRINK TUBING 80 FEET | NEW | 1
FP4NF |  | DELL | DELL POWEREDGE R720 LEFT SIDE CABLE MANAGEMENT GUIDE | REF | 1
FPAKIT25 |  | CENTRAL ST | FILLER PANEL HARDWARE KIT 7' | NEW | 1
FPCM-SPSC-20M |  | ADC | FIBER CABLE SM SC/SC 20M | NEW | 7
FPCM-SPSC-32M |  | ADC | FIBER CABLE SM SC/SC 32M | NEW | 2
FPCM-SPSC-35M |  | ADC | FIBER CABLE SM SC/SC 35M | NEW | 2
FPL-CR5001 |  | ADC | 24-POS FIBER PANEL W/ 12 FC PIG TL | NOOB | 1
FPX-5FRA07-1440 | LGCYA68RRA | COMMSCOPE | 144 POSITION SC FIBER TERMINATION SPLICE PANEL 5 RU 19 INCH | NEW | 1
FR-1222-100-300-0 |  | TSI | TSI 512 ULTIMATE FR SERIES TERMINAL BLOCK 24704-00 | NEW | 1
FRADC4X4BL |  | PANDUIT | 4INCH ADAPTER ADC/PANDUIT | NEW | 5
FRBC4X4OR |  | PANDUIT | 4X4 PANDUIT QUICKLOCK COUPLER OR | NEW | 35
FREC4X4YL |  | PANDUIT | 4X4 END CAP FITTING | NEW | 2
FRFWC4X4OR |  | PANDUIT | PANDUIT 4" 4-WAY CROSS FITTING OR | NEW | 1
FRHC4YL6 |  | PANDUIT | SNAP ON HINGED COVER FOR 4X4 DUCT | NEW | 1
FRH-SLWC-44YLP |  | TYCO | 4X4 SLTD CHNL W/CVR PRE-DRILLED 6FT | NEW | 1
FRK-TJ-BAR-K |  | METAL-TECH | AUX CHANNEL T JUNCTION BAR ONLY | NEW | 16
FRN-R-30 |  | BUSSMANN | 30A TIME DELAY FUSE RK5 250V AC/DC | REF | 2
FRN-R-500 |  | BUSSMANN | 500A TIME DELAY FUSE RK5 250V AC/DC | REF | 4
FROV45SC6YL |  | PANDUIT | 6" OUTSIDE VERT 45 DEG SPLIT COVER | NEW | 4
FRRA4X4OR |  | PANDUIT | 4X4 HORIZ RIGHT ANGLE FITTING OR | NEW | 2
FRS-4VIE-44YLP |  | TYCO | 4X4 45 DEGREE UP ELBOW | NEW | 36
FRS-9HE-22RGP |  | DITEL | 2X2 HORIZ ELBOW 90 DEG W/CVR ORANGE | NEW | 132
FRS-9VOE-44YL |  | TYCO | 4X4 90 DEG VERT OUTSIDE ELBOW DOWN | NEW | 1
FRS-EATRK-4458 |  | DITEL | END ACCESSIBLE THREADED ROD MNT KIT | NEW | 2
FRS-ERVK-22 |  | DITEL | RACK VERTICAL MOUNTING KIT 2" | NEW | 4
FRS-ERVK-44 |  | DITEL | EQUIPMENT RACK VERTICAL MOUNTING KIT | NEW | 1
FRS-FTK-22 |  | DITEL | SQUARE TO ROUND ADAPTER KIT | NEW | 83
FRSP6CYL |  | PANDUIT | PANDUIT 6" SPILL OVER JUNCTION COVR | NEW | 117
FRSP-KIT |  | PANDUIT | FIBER RUNNER SPILL OVER KIT | NEW | 3
FRSPYL |  | PANDUIT | 2X2 SPILL OVER JUNCTION | NEW | 8
FRS-SLWC-22YLP |  | TYCO | 2X2 SLTD CHNL W/CVR PRE-DRILLED 6FT | NEW | 63
FRS-STWC-22YLP |  | TYCO | 2X2 SLD CHNL W/CVR PRE-DRILLED 6FT | NEW | 3
FRTSC6YL |  | PANDUIT | SPLIT COVER FOR 6X4 TEE FITTING | NEW | 3
FRVT4X4OR |  | PANDUIT | PANDUIT VERT TEE WHINGED DOOR 4"X4" | NEW | 4
FSOD2A9CCS-010 |  | COMNETTEL | FIBER CABLE SINGLE MODE DUPLEX LC/LC 10 FEET BLUE | NEW | 6
FSOD2A9CES-024 |  | COMNETTEL | SM DUPLEX LC/SC 24 FT BLUE | NEW | 3
FSPDA11-03M |  | CABLE | FIBER CABLE SM LC/LC DUPLEX 10FT | NEW | 31
FSPDA12-01M |  | CABLE | FIBER CABLE SM LC/SC DUPLEX 3FT | NEW | 5
FSPS-1-60-C |  | THOMASBETT | SINGLE FIBER SPLICE SLEEVE 50 PACK | NEW | 2
FST-D-HS |  | ADC | ADC FIBER OPTIC SPLICE TRAY, 24 SPLICE CAPACITY | NEW | 2
FST-HS |  | COMMSCOPE | FIBER OPTIC SPLICE TRAY 12 SPLICE CAPACITY FOR FDF PANELS | NEW | 53
FSTMMBL |  | PANDUIT | FIBER OPTIC CABLE ASSEMBLIES PRE-POLISHED ST SIMPLEX CRIMP S | NEW | 50
FT2X2YL |  | PANDUIT | HORIZONTAL TEE, 2" X 2" (50MM X 50MM), FIBER-DUCT, YELLOW | NEW | 1
FTL4C1QE2L |  | FINISAR | FINISAR 40G BASE LR4 L TEMP TRANSCEIVER | REF | 13
FTLC1151RDPL2 |  | FINISAR | FINISAR QSFP28 10KM 100GBASE-LR4 13XX NM LAN-WDM SMF LC | REF | 1
FTLF1421P1BCL-HW |  | FINISAR | SFP 2.488G 1310NM 15KM SM E | NOB | 1
FTLF1426P2BTL |  | FINISAR | 6.144G ROHS COMPLIANT LONG-WAVELENGTH SFP+TRANSCEIVER | NEW | 1
FTLF8519P2BNL |  | FINISAR | FINISAR 1000BASE-SX SFP TRANSCEIVER MODULE | NOOB | 2
FTLF8519P3BNL |  | FINISAR | SFP 850NM TXRX 2.125GB/S 3.3V | NOB | 2
FTLF8519P3BNL |  | FINISAR | SFP 850NM TXRX 2.125GB/S 3.3V | REF | 1
FTLF8519P3BNL-M1 |  | FINISAR | SFP TRANSCEIVER 1000BASE-SX LC MM UP GIG FIBRE CHANNEL 2GB | NEW | 2
FTLF8519P3BTL |  | FINISAR | SFP ETHERNET 2.125GBPS 850NM 3.3V LC DUPLEX | REF | 1
FTLX1412D3BCL |  | FINISAR | SFP 10G BASE LR/LW 1200-SM-LL-L 1310 NM SMF | REF | 16
FTLX1412M3BTL |  | FINISAR | 10GBASE-LR/LW OC-192 SR-1 TRNSCVR | REF | 10
FTLX1471D3BCL |  | FINISAR | SFP 10GBASE-LR/LW 10G ETHERNET | REF | 90
FTLX8511D3-F1 |  | FOUNDRYNET | SFP 10G-XFP-SR 850NM MMF TRANSCEIVER MODULE | REF | 4
FTLX8571D3BCL |  | FINISAR | FINISAR 10GB 850NM SFP+ 10G-E-SR/SW TRANSCEIVER MODULE | REF | 2
FTLX8571D3BCV-I3 |  | INTEL | INTEL 10GBASE-SR 850NM SFP+ OPTICAL TRANSCEIVER | REF | 4
FTM-3012C-SLIG-ETS |  | FIBERXON | 1310MM 1.25G SFP | REF | 3
FTRBN12 |  | PANDUIT | NEW 1/2 THREADED ROD BRACKET | NEW | 6
FTS9TB |  | B-LINE | FLEXTRAY 90 DEG BAR ONLY | NEW | 38
FTX1-750140H1-KA |  | MOTOROLA | MOTOROLA CPU MODULE 01-W1862B06D | REF | 9
FTX3-341PM-KA |  | MOTOROLA | MOTOROLA SS7 PM MODULE 01-W1605B01D | REF | 2
FTX3-341VTL4-KA |  | MOTOROLA | MOTOROLA SS7 MODULE 01-W1727B01A | REF | 18
FTX3-341VTPM-KA |  | MOTOROLA | MOTOROLA SS7 PM MODULE 01-W1735B01C | REF | 4
FTX3-LANPM-KA |  | MOTOROLA | 10 /100 BASE T PM 01-W1840B01C | REF | 10
FTX9-PROCPM-KB |  | MOTOROLA | MOTOROLA CPU PM MODULE 01-W1589B01C | REF | 2
FWA-125ASI4 |  | BUSSMANN | FWA-125B FUSE W/ INDICATOR ASSY | NEW | 11
FWA-20A10F |  | BUSSMANN | SEMICONDUCTOR FUSE FAST ACTING 20A FWA-A10F 150V AC/DC | NEW | 6
FWA-250ASI4 |  | BUSSMANN | FWA-250B FUSE W/ INDICATOR ASSY | NEW | 33
FWH-225A |  | BUSSMANN | 225A FWH HIGH SPEED FUSE 1000 VAC 800 VDC | REF | 3
G0101-SFP |  | 10GTEK | A7S2-33-1GX1GT-SFP SFP 20KM 10/100/1000M MEDIA CONVERTER KIT | F/S | 1
G1X3LG6 |  | PANDUIT | SLOTTED DUCT 1X3 6FT GREY | NEW | 1
G38R-24 |  | SITEPRO1 | 3/8" HOT-DIP GALVANIZED THREADED ROD 2FT | NEW | 5
GBIHDWR |  | CENTRAL | GROUND BAR HARDWARE KIT | NEW | 2
GE-1X2XFC-LX-C1 | SOOTACJDAA | LUCENT | GBE/FC/2FC-1310 CC 109527804 | REF | 3
GE-1X2XFC-LX-I1 | SOOTAETDAA | LUCENT | 1665 SFP CC# 109568782 | REF | 1
GE-1X2XFCSX-C1 | SOOTACHDAA | LUCENT | 1665 SFP CC#109527796 | REF | 1
GE-1X2XFCSX-I1 | SOOTAE8DAA | LUCENT | 1665 SFP OPTICAL MODULE | REF | 9
GE-SFP-LHX |  | THIRDPARTY | 1000BASE-LHX SINGLE-MODE 40KM 1310NM 1.25G SFP MODULE | REF | 1
GJ1-B2DU-W |  | HEINEMANN | 250 AMP CIRCUIT BREAKER 1 POLE | REF | 6
GJ1P-Z4-6 |  | HEINEMANN | 500A 3POLE CIRCUIT BRKR CC403345127 | REF | 1
GJ1-Z66-3 |  | HEINEMANN | 150 AMP CIRCUIT BREAKER 1 POLE | REF | 1
GKFORM60-58 |  | RFS | GROUNDING KIT FOR 5/8'' COAX | NEW | 117
GLC-LH-SM |  | 3RDPARTY | 1000BASE-LX/LH SFP TRANSCEIVER | REF | 2
GLC-LH-SM | CN8ID42AAA | CISCO | 1000BASE-LX/LH SFP TRANSCEIVER 30-1299-01 | REF | 13
GLC-LH-SM |  | CISCO | 1000BASE-LX/LH SFP TRANSCEIVER | REF | 5
GLC-LH-SM-3P |  | 3RDPARTY | SFP 1000BASE-LH SMF TRANSCEIVER | REF | 8
GLC-LH-SM-GHS |  | GHS | 1000BASE-LX TRANSCEIVER | REF | 1
GLC-LH-SM-LL |  | LONGLINE | SFP TRANSCEIVER 1310NM 10KM | REF | 1
GLC-LH-SM-NHR |  | NETWORK HA | SFP 1.25G 1310NM 10KM TRANSCEIVER | NEW | 12
GLC-SX-MM | CN8ID52AAA | CISCO | 1000BASE SX SFP TRNCVR LC-CONNECTOR | REF | 18
GLC-SX-MM |  | CISCO | 1000BASE SX SFP TRNCVR LC-CONNECTOR | REF | 1
GLC-SX-MM | CNUIAFJAAA | CISCO | 1000BASE SX SFP TRNCVR LC-CONNECTOR | REF | 183
GLC-SX-MMD | WOTRB9VBAA | CISCO | DWDM SFP TRANSCEIVER | REF | 3
GLC-SX-MM-NHR |  | NETWORK HA | SFP TRANSCEIVER 1.25G 850 MN 550M LC MMF | REF | 4
GLC-T |  | LONGLINE | SFP 1000BASE-T RJ-45 | NOOB | 2
GLC-T |  | 3RDPARTY | SFP 1000BASE-T RJ-45 | REF | 2
GLC-T-3P |  | 3RDPARTY | SFP 1000BASE-T RJ-45 | REF | 10
GLC-T-AMC |  | AMCOPTICS | SFP GLC-T 1000BASE-T Transceiver RJ45 MINIGBIC | REF | 10
GLC-T-LL |  | LONGLINE | SFP 1000BASE-T RJ-45 | REF | 5
GLC-T-NHR |  | NETWORK HA | SFP 1G 100M | REF | 2
GLC-T-OEM |  | 3RDPARTY | SFP 1000 BASE-T 10/100/1000M COPPER TRANCEIVER | REF | 13
GMT-1/2 |  | BUSSMANN | GMT 1/2 AMP FUSE | NEW | 40
GMT-1/4 |  | BUSSMANN | GMT 1/4 AMP FUSE | NEW | 1
GMT-1/4 |  | BUSSMANN | GMT 1/4 AMP FUSE | REF | 6
GMT-1/4A |  | LITTELFUSE | GMT-TYPE 1/4 AMP FUSE | NOOB | 1
GMT-10 |  | BUSSMANN | GMT 10 AMP FUSE | NEW | 21
GMT-10A |  | LITTELFUSE | GMT-TYPE 10 AMP FUSE | NEW | 4
GMT-10A |  | LITTELFUSE | GMT-TYPE 10 AMP FUSE | NOOB | 1
GMT-10A |  | LITTELFUSE | GMT-TYPE 10 AMP FUSE | REF | 3
GMT-1-1/2 |  | BUSSMANN | GMT 1-1/2 AMP FUSE | NEW | 75
GMT-1-1/2 |  | BUSSMANN | GMT 1-1/2 AMP FUSE | NOOB | 75
GMT-1-1/2A |  | LITTELFUSE | GMT-TYPE 1-1/2 AMP FUSE | NEW | 5
GMT-1-1/2A |  | LITTELFUSE | GMT-TYPE 1-1/2 AMP FUSE | NOOB | 35
GMT-1-1/3 |  | BUSSMANN | GMT 1-1/3 AMP FUSE | NEW | 150
GMT-1-1/3 |  | BUSSMANN | GMT 1-1/3 AMP FUSE | REF | 35
GMT-1-1/3A |  | LITTELFUSE | GMT-TYPE 1-1/3 AMP FUSE | NEW | 7
GMT-12 |  | BUSSMANN | GMT 12 AMP FUSE | NOOB | 5
GMT-12 |  | BUSSMANN | GMT 12 AMP FUSE | REF | 4
GMT-12A |  | LITTELFUSE | GMT-TYPE 12 AMP FUSE | NEW | 2
GMT-15 |  | BUSSMANN | GMT 15 AMP FUSE | NEW | 11
GMT-18/100 |  | BUSSMANN | GMT 18/100 AMP FUSE | NEW | 41
GMT-18/100A |  | LITTELFUSE | GMT-TYPE 18/100 AMP FUSE | NEW | 3
GMT-1A |  | LITTELFUSE | GMT-TYPE 1 AMP FUSE | NEW | 9
GMT-2 |  | BUSSMANN | GMT 2 AMP FUSE | NEW | 31
GMT-2 |  | BUSSMANN | GMT 2 AMP FUSE | NOOB | 2
GMT-3 |  | BUSSMANN | GMT 3 AMP FUSE | NEW | 20
GMT-3 |  | BUSSMANN | GMT 3 AMP FUSE | NOOB | 193
GMT-3/4A |  | LITTELFUSE | GMT-TYPE 3/4 AMP FUSE | NEW | 3
GMT-3-1/2A |  | LITTELFUSE | GMT-TYPE 3-1/2 AMP FUSE | NOOB | 1
GMT-3A |  | LITTELFUSE | GMT-TYPE 3 AMP FUSE | NEW | 5
GMT-4 |  | BUSSMANN | GMT 4 AMP FUSE | NEW | 8
GMT-4A |  | LITTELFUSE | GMT-TYPE 4 AMP FUSE | NEW | 7
GMT-5 |  | BUSSMANN | GMT 5 AMP FUSE | NEW | 108
GMT-5A |  | LITTELFUSE | GMT-TYPE 5 AMP FUSE | NEW | 6
GMT-7-1/2 |  | BUSSMANN | GMT 7-1/2 AMP FUSE | NEW | 1
GMT-7-1/2 |  | BUSSMANN | GMT 7-1/2 AMP FUSE | NOOB | 1
GMT-7-1/2A |  | LITTELFUSE | GMT-TYPE 7-1/2 AMP FUSE | NEW | 10
GND-PTP600 |  | ANDREW | GROUND LEAD GREEN 600MM W/LUGS | NEW | 3
GND-PTP800 |  | ANDREW | GROUND LEAD GREEN 800MM W/LUGS | NEW | 3
GPSA-QBW-40NMSCL |  | PCTEL | 40DB GPS ANTENNA KS24019116B | F/S | 90
GP-SFP2-1Y-FNSR1 |  | FORCE | 1000BASE-LX SFP 1310NM 10KM TRANSCEIVER | REF | 1
GPS-TMG-MNT-R |  | PCTEL | PCTEL MOUNT COLLAR BRACKET RED | NEW | 1
GR101 |  | GREATLAKES | RACK ELECTRICAL GROUNDING KIT | NEW | 1
GRA03AD |  | CENTRAL | GUARD RAIL ADAPTER 3"D X 7"L | NEW | 5
GRA03CB |  | CENTRAL | GRD RAIL ADAPTER 3"D X 7"L CB | NEW | 1
GRB03AD |  | CENTRAL | GUARD RAIL BUMPER RACK 3"D X 2.5"L | NEW | 1
GRB03CB |  | CENTRAL | GUARD RAIL BUMPER RACK 3"D X 2.5"L | NEW | 1
GRB05AD |  | CENTRAL | GUARD RAIL BUMPER RACK 5"D X 2.5"L | NEW | 3
GRB14AD |  | CENTRAL ST | NTW BAY GRD RAIL BMPR RACK 14"X2.5" | NEW | 2
GRB15AD |  | CENTRAL ST | NTW BAY GRD RAIL BMPR RACK 15"X2.5" | NEW | 3
GROUNDKT-L3 |  | METAL-TECH | GROUNDING KIT W/ 36" TAIL AND H-TAP | NEW | 6
GUARD-10 |  | MIDDLE ATL | 10" MIDDLE ATLANTIC FAN GUARD | NEW | 6
GY080 |  | DELL | POWEREDGE R710 SERVER FAN BRACKET W/ 5 FANS | REF | 12
H10US-20A-MD/F |  | AUSTINHUGH | AHS METERED PDU 10 OUTLET 20A 125VAC | NEW | 2
H2X2YL6 |  | PANDUIT | 2X2 SLOTTED FIBERRUNNER CHANNEL | NEW | 1
HA15B-0001-B423 | SBMYAA7CAA | FUJITSU | FW 4100ES 1RU HB 19" RACK MOUNT | NOB | 1
HA15B-0001-B515/02 |  | FUJITSU | 9500 FAN 4-FILTER REPLACEMENT KIT | NEW | 24
HB11 |  | CENTRAL ST | 1.50" HANGER BRACKET | NEW | 54
HB1140813U4M5-225F |  | RFS | RFS HYBRIFLEX CBL ASSY 225FT | NEW | 1
HB1140813U4M5-250F |  | RFS | RFS HYBRIFLEX CBL ASSY 250FT | NEW | 1
HB114-108U4M5-30J |  | RFS | RFS HYBRIFLEX CBL ASSY 30FT | NEW | 1
HB114-108U4M5-50F |  | RFS | RFS HYBRIFLEX CBL ASSY 50FT | NEW | 2
HB114-108U4M5-60F |  | RFS | RFS HYBRIFLEX CBL ASSY 60FT | NEW | 2
HB114-108U4M5-64F |  | RFS | RFS HYBRIFLEX CBL ASSY 64FT | NEW | 1
HB114-108U4M5-70J |  | RFS | RFS HYBRIFLEX CBL ASSY 70FT | NEW | 1
HB114-113U3M3-385J |  | RFS | RFS HYBRIFLEX CBL ASSY 385FT | NEW | 5
HB16-1 |  | LINDAPTER | M16 (5/8) HOLLO-BOLT SIZE 1 EXPANSION BOLT | NEW | 24
HB58-1-08U1M2-30J |  | RFS | RFS HYBRIFLEX CBL ASSY 30FT | NEW | 2
HB58-1-08U1M2-75J |  | RFS | RFS HYBRIFLEX CBL ASSY 75FT | NEW | 3
HBXX-6517DS-VTM |  | ANDREW | QUAD PORT ANTENNA 75" 1710–2180 MHZ | NEW | 1
HC23 |  | CONNECTIT | HOSE CLAMP 2-3" (#40) SET OF 10 | NEW | 2
HCB5S-4X4 |  | WESTELL | 4 CKT HYPERCONNECT COMBO 5 PIN PRT | REF | 3
HDC-S300-41S2-TG30 |  | 3M | CONN RCPT HD 300POS PCB | NEW | 240
HDI-1/2 |  | HILTI | HILTI 2080046 HDI 1/2" DROP-IN THREADED CONCRETE ANCHOR | NEW | 5
HDI-3/8 |  | HILTI | HILTI 336426 HDI 3/8" DROP-IN THREADED CONCRETE ANCHOR | NEW | 10
HDI-P-3/8 |  | HILTI | DROP IN ANCHOR 3/8" UNC 409499 | NEW | 15
HEATSHRINK-1/2-6 |  | MISC | HEAT SHRINK TUBING 1/2" X 6" BLACK PACK OF 20 | NEW | 18
HEATSHRINK-3/4-6 |  | MISC | HEAT SHRINK TUBING 3/4" X 6" BLACK PACK OF 20 | NEW | 11
HEATSHRINK-3/8-6 |  | MISC | HEAT SHRINK TUBING 3/8" X 6" BLACK PACK OF 18 | NEW | 11
HEXCAP-.5-1/4-20-ZY |  | BOLTS | HEX CAP BOLT .5 INCH 1/4-20 THREAD ZINC YELLOW | NEW | 334
HEXCAP-.625-3/8-16-304-SS |  | BOLTS | HEX CAP BOLT .625(5/8) INCH 3/8-16 THREAD GRADE 304 STAINLES | NEW | 25
HEXCAP-.75-3/8-16-304-SS |  | BOLTS | HEX CAP BOLT .75 INCH 3/8-16 THREAD GRADE 304 STAINLESS STE | NEW | 82
HEXCAP-.75-3/8-16-G1-ZN |  | BOLTS | 3/8-16 X .75 INCH HEX HEAD CAP SCREW GRADE 1 ZINC | NEW | 29
HEXCAP-.75-6MMX1-304-SS |  | BOLTS | HEX CAP BOLT .75 INCH 6MM X 1 THREAD GRADE 304 STAINLESS STE | NEW | 119
HEXCAP-.875-1/2-13-G1-ZY |  | BOLTS | HEX CAP BOLT .875 INCH 1/2-13 THREAD GRADE 1 ZINC YELLOW | NEW | 6
HEXCAP-.875-1/2-13-G2-ZN |  | BOLTS | HEX CAP BOLT .875(7/8) INCH 1/2-13 THREAD GRADE 2(307A) ZINC | NEW | 200
HEXCAP-.875-3/8-16-G8-ZY |  | BOLTS | HEX CAP BOLT .875 INCH 3/8-16 THREAD GRADE 8 ZINC YELLOW | NEW | 6
HEXCAP-1.25-1/2-13-G1-ZN |  | BOLTS | HEX CAP BOLT 1.25 INCH 1/2-13 THREAD GRADE 1(307A) ZINC | NEW | 21
HEXCAP-1.25-1/2-13-G5-GALV |  | BOLTS | HEX CAP BOLT 1.25 INCH 1/2-13 THREAD GRADE 5 GALVANIZED | NEW | 24
HEXCAP-1.25-3/8-16-304-SS |  | BOLTS | HEX CAP BOLT 1.25 INCH 3/8-16 THREAD GRADE 304 STAINLESS STE | NEW | 5
HEXCAP-1.25-3/8-16-G1-ZY |  | BOLTS | 3/8-16 X 1.25 INCH HEX HEAD CAP SCREW GRADE 1 ZINC YELLOW | NEW | 15
HEXCAP-1.25-3/8-16-G8-ZY |  | BOLTS | 3/8-16 X 1.25 INCH HEX HEAD CAP SCREW GRADE 8 ZINC YELLOW | NEW | 33
HEXCAP-1.25-5/16-18-304-SS |  | BOLTS | HEX CAP BOLT 1.25 INCH 5/16-18 THREAD GRADE 304 STAINLESS ST | NEW | 47
HEXCAP-1.25-5/16-18-G1-ZN |  | BOLTS | 5/16-18 X 1.25 INCH HEX HEAD CAP SCREW GRADE 1 ZINC | NEW | 59
HEXCAP-1.25-5/16-18-G5-ZN |  | BOLTS | 5/16-18 X 1.25 INCH HEX HEAD CAP SCREW GRADE 5 ZINC | NEW | 6
HEXCAP-1.5-1/2-13-304-SS |  | BOLTS | HEX CAP BOLT 1.5 INCH 1/2-13 THREAD GRADE 304 STAINLESS STEE | NEW | 4
HEXCAP-1.5-1/2-13-G1-BO |  | BOLTS | HEX CAP BOLT 1.5 INCH 1/2-13 THREAD GRADE 1 BLACK OXIDE | NEW | 22
HEXCAP-1.5-1/4-20-651-SS |  | BOLTS | 1/4-20 X 1.5 INCH HEX HEAD CAP SCREW GRADE 651 STAINLESS STE | NEW | 40
HEXCAP-1.5-3/8-16-G1-ZY |  | BOLTS | 3/8-16 X 1.5 INCH HEX HEAD CAP SCREW GRADE 1 ZINC YELLOW | NEW | 26
HEXCAP-1.5-3/8-16-G8-ZY |  | BOLTS | 3/8-16 X 1.5 INCH HEX HEAD CAP SCREW GRADE 8 ZINC YELLOW | NEW | 9
HEXCAP-1.5-5/16-18-304-SS |  | BOLTS | HEX CAP BOLT 1.5 INCH 5/16-18 THREAD GRADE 304 STAINLESS STE | NEW | 6
HEXCAP-1.75-1/4-20-G1-ZN |  | BOLTS | 1/4-20 X 1.75 INCH HEX HEAD CAP SCREW GRADE 1 ZINC | NEW | 27
HEXCAP-1-1/2-13-304-SS |  | BOLTS | HEX CAP BOLT 1 INCH 1/2-13 THREAD GRADE 304 STAINLESS STEEL | NEW | 28
HEXCAP-1-1/2-20-G5-BO |  | BOLTS | HEX CAP BOLT 1 INCH 1/2-20 THREAD GRADE 5 BLACK OXIDE | NEW | 20
HEXCAP-1-1/4-20-G5-ZY |  | BOLTS | 1/4-20 X 1 INCH HEX HEAD CAP SCREW GRADE 5 ZINC YELLOW | NEW | 28
HEXCAP-1-3/8-16-304-SS |  | BOLTS | HEX CAP BOLT 1 INCH 3/8-16 THREAD GRADE 304 STAINLESS STEEL | NEW | 49
HEXCAP-1-3/8-16-G1-ZY |  | BOLTS | 3/8-16 X 1 INCH HEX HEAD CAP SCREW GRADE 1 ZINC YELLOW | NEW | 36
HEXCAP-1-3/8-16-G307A-ZY |  | BOLTS | 3/8-16 X 1 INCH HEX HEAD CAP SCREW GRADE 307A ZINC YELLOW | NEW | 15
HEXCAP-1-3/8-16-G5-ZN |  | BOLTS | HEX CAP BOLT 1 INCH 3/8-16 THREAD GRADE 5 ZINC | NEW | 20
HEXCAP-1-3/8-16-G8-ZY |  | BOLTS | 3/8-16 X 1 INCH HEX HEAD CAP SCREW GRADE 8 ZINC YELLOW | NEW | 60
HEXCAP-1-5/8-11-G8-ZY |  | BOLTS | HEX CAP BOLT 1 INCH 5/8-11 THREAD GRADE 8 ZINC YELLOW | NEW | 7
HEXCAP-2.75-1/2-13-G8-ZY |  | BOLTS | HEX CAP BOLT 2.75 INCH 1/2-13 THREAD GRADE 8 ZINC YELLOW | NEW | 2
HEXCAP-2.75-5/8-11-G5-ZN |  | BOLTS | HEX CAP BOLT 2.75 INCH 5/8-11 THREAD GRADE 5 ZINC | NEW | 7
HEXCAP-2-5/8-11-G5-ZN |  | BOLTS | HEX CAP BOLT 2 INCH 5/8-11 THREAD GRADE 5 ZINC | NEW | 5
HEXCAP-3.5-5/8-11-G1-GALV |  | BOLTS | HEX CAP BOLT 3.5 INCH 5/8-11 THREAD GRADE 1 GALVANIZED | NEW | 6
HEXCAP-3.5-5/8-11-G1-ZY |  | BOLTS | HEX CAP BOLT 3.5 INCH 5/8-11 THREAD GRADE 1 ZINC YELLOW | NEW | 2
HEXCAP-3.5-5/8-11-G8-ZY |  | BOLTS | HEX CAP BOLT 3.5 INCH 5/8-11 THREAD GRADE 8 ZINC YELLOW | NEW | 17
HEXCAP-3-3/8-16-G8-ZY |  | BOLTS | 3/8-16 X 3 INCH HEX HEAD CAP SCREW GRADE 8 ZINK YELLOW | NEW | 16
HEXCAP-3-5/8-11-G1-GALV |  | BOLTS | HEX CAP BOLT 3 INCH 5/8-11 THREAD GRADE 1 GALVANIZED | NEW | 34
HEXCAP-3-5/8-11-G1-ZY |  | BOLTS | HEX CAP BOLT 3 INCH 5/8-11 THREAD GRADE 1 ZINC YELLOW | NEW | 35
HEXCAP-3-5/8-11-G5-ZN |  | BOLTS | HEX CAP BOLT 3 INCH 5/8-11 THREAD GRADE 5 ZINC | NEW | 4
HEXCAP-3-5/8-11-G8-ZY |  | BOLTS | HEX CAP BOLT 3 INCH 5/8-11 THREAD GRADE 8 ZINC YELLOW | NEW | 2
HEXCAP-4-1/2-13-G1-ZY |  | BOLTS | HEX CAP BOLT 4 INCH 1/2-13 THREAD GRADE 1 ZINC YELLOW | NEW | 6
HEXCAP-4-3/8-16-G8-ZY |  | BOLTS | 3/8-16 X 4" HEX HEAD CAP SCREW GRADE 8 ZINC YELLOW | NEW | 4
HEXCAP-5-5/8-11-G1-ZY |  | BOLTS | HEX CAP BOLT 5 INCH 5/8-11 THREAD GRADE 1 ZINC YELLOW | NEW | 17
HEXFLA-1.25-10MMX1.5-316-SS |  | BOLTS | HEX FLANGE BOLT 1.25" 10MMX1.5 THREAD GRADE 316 STAINLESS | NEW | 8
HF-20EQ |  | ALCATEL | REV A SUPPORT KIT E.Q. HARD FLOOR KIT 600-0038-470 | NEW | 4
HFBR-5601 |  | AGILENT | AGILENT 1000BASE-SX GBIC MODULE 850NM SC | REF | 8
HFBR-5701L |  | AGILENT | 1000BASE-SX SFP TRANSCEIVER MMF 850NM 550M LC DDM | REF | 7
HG-38-114 |  | COMMSCOPE | 1 1/4" GROMMET 10MM HOLE STANDARD OR CLICKON HANGER PK OF 10 | NEW | 2
HH0606 |  | CENTRAL ST | 1/4-20 X 1-1/4" HEX HEAD CAP SCREW GRADE 5 ZINK YELLOW | NEW | 5
HH1005 |  | CENTRAL ST | 3/8-16 X 1" HEX HEAD CAP SCREW GRADE 5 ZINK YELLOW | NEW | 73
HH1006 |  | CENTRAL ST | 3/8-16 X 1-1/4" HEX HEAD CAP SCREW GRADE 5 ZINK YELLOW | NEW | 29
HH1007 |  | CENTRAL ST | 3/8-16 X 1-1/2" HEX HEAD CAP SCREW GRADE 5 ZINK YELLOW | NEW | 39
HH1020 |  | CENTRAL ST | 3/8-16 X 5-1/2" HEX HEAD CAP SCREW GRADE 5 ZINK YELLOW | NEW | 34
HH1104 |  | CENTRAL ST | 1/2-13 X 1-1/4" HEX HEAD CAP SCREW GRADE 5 ZINK YELLOW | NEW | 26
HH1105 |  | CENTRAL ST | 1/2-13 X 1-1/2" HEX HEAD CAP SCREW GRADE 5 ZINK YELLOW | NEW | 19
HH1107 |  | CENTRAL ST | 1/2-13 X 2" HEX HEAD CAP SCREW GRADE 5 ZINK YELLOW | NEW | 2
HH1109 |  | CENTRAL ST | 1/2-13 X 2-1/2" HEX HEAD CAP SCREW GRADE 5 ZINK YELLOW | NEW | 4
HH1110 |  | CENTRAL ST | 1/2-13 X 2-3/4" HEX HEAD CAP SCREW GRADE 5 ZINK YELLOW | NEW | 2
HH1111 |  | CENTRAL ST | 1/2-13 X 3" HEX HEAD CAP SCREW GRADE 5 ZINK YELLOW | NEW | 14
HH1112 |  | CENTRAL ST | 1/2-13 X 3-1/4" HEX HEAD CAP SCREW GRADE 5 ZINK YELLOW | NEW | 1
HH1113 |  | CENTRAL ST | 1/2-13 X 3.5" HEX HEAD CAP SCREW GRADE 5 ZINK YELLOW | NEW | 4
HH1115 |  | CENTRAL ST | 1/2-13 X 4" HEX HEAD CAP SCREW GRADE 5 ZINK YELLOW | NEW | 4
HH1116 |  | CENTRAL ST | 1/2-13 X 4-1/2" HEX HEAD CAP SCREW GRADE 5 ZINK YELLOW | NEW | 4
HH1201 |  | CENTRAL ST | 5/8-11 X 1" HEX HEAD CAP SCREW GRADE 5 ZINK YELLOW | NEW | 5
HH1203 |  | CENTRAL ST | 5/8-11 X 1.5" HEX HEAD CAP SCREW GRADE 5 ZINK YELLOW | NEW | 4
HH1208 |  | CENTRAL ST | 5/8-11 X 2-3/4" HEX HEAD CAP SCREW GRADE 5 ZINK YELLOW | NEW | 4
HH1209 |  | CENTRAL ST | 5/8-11 X 3" HEX HEAD CAP SCREW GRADE 5 ZINK YELLOW | NEW | 58
HH1210 |  | CENTRAL ST | 5/8-11 X 3-1/4" HEX HEAD CAP SCREW GRADE 5 ZINK YELLOW | NEW | 13
HH1211 |  | CENTRAL ST | 5/8-11 X 3-1/2" HEX HEAD CAP SCREW GRADE 5 ZINK YELLOW | NEW | 4
HH1215 |  | CENTRAL ST | 5/8-11 X 5" HEX HEAD CAP SCREW GRADE 5 ZINK YELLOW | NEW | 20
HMT125R7BFR8C-H9 |  | HYNIX | 2GB PC3-10600R DDR3-1333 REG ECC 2RX8 CL9 240 PIN 1.5v | REF | 3
HMT125R7TFR8C-H9 |  | HYNIX | 2GB PC3-10600R DDR3-1333 REG ECC 2RX8 CL9 240 PIN 1.5v | REF | 9
HMT151R7AFP4C-H9 |  | HYNIX | 4GB PC3-10600R DDR3-1333 REG ECC 2RX4 CL9 240 PIN 1.5v | REF | 10
HMT151R7BFR4C-G7 |  | HYNIX | HYNIX 4GB 2RX4 PC3-8500R-7-10-E1 ECC DIMM | REF | 108
HMT151R7TFR4C-H9 |  | HYNIX | 4GB PC3-10600R DDR3-1333 REG ECC 2RX4 CL9 240 PIN 1.5v | REF | 14
HMT31GR7BFR4C-G7 |  | HYNIX | HYNIX 8GB PC3-8500 DDR3-1066MHZ ECC REG CL7 240-PIN DIMM | REF | 22
HMT31GR7BFR4C-H9 |  | HYNIX | HYNIX 8GB 2RX4 PC3-10600R-9-10-E1 ECC DIMM | REF | 30
HMT325R7BFR8A-H9 |  | HYNIX | 2GB PC3L-10600R DDR3-1333 REG ECC 1RX8 CL9 240 PIN 1.35V | REF | 6
HMT325R7BFR8C-H9 |  | HYNIX | HYNIX 2GB PC3-10600 DDR3-1333MHZ ECC REG CL9 240-PIN DIMM | REF | 8
HMT325R7CFR8A-H9 |  | HYNIX | 2GB PC3L-10600R DDR3-1333 REG ECC 1RX8 CL9 240PIN 1.35V | REF | 6
HMT351R7CFR8A-H9 |  | HYNIX | 4GB PC3L-10600R DDR3-1333 REG ECC 2RX8 CL9 240PIN 1.35V | REF | 8
HMT351R7EFR8A-H9 |  | HYNIX | 4GB PC3L-10600R DDR3-1333 REG ECC 2RX8 CL9 240 PIN 1.35V | REF | 4
HMT351S6CFR8C-PB |  | HYNIX | HYNIX 4GB PC3-12800 DDR3-1600MHZ NON-ECC UNBUFF CL11 204-PIN | REF | 1
HMT351S6EFR8A-PB |  | HYNIX | HYNIX 4GB PC3-12800 DDR3-1600MHZ NONECC UNBUFF CL11 204-PIN | REF | 2
HMT41GU7BFR8A-PB |  | HYNIX | HYNIX 8GB PC3-12800 DDR3-1600MHZ ECC UNBUFF CL11 240-PIN DIM | REF | 1
HMT42GR7AFR4A-PB |  | HYNIX | 16GB PC3L-12800R DDR3-1600 REG ECC 2RX4 CL11 240PIN 1.35V | REF | 2
HMT42GR7MFR4A-H9 |  | HYNIX | HYNIX 16GB PC3-10600 DDR3-1333MHZ ECC REG CL9 240-PIN DIMM | REF | 8
HOIST1-158L |  | RFS | LACE-UP HOISTING GRIP 1 5/8COAX | NEW | 7
HPGMT10 | PWFYASRURA | TELECT | 100A DUAL-FEED 10/10 GMT, ±24V/-48 | NEW | 24
HPGMT10 | PWFYASRURA | TELECT | 100A DUAL-FEED 10/10 GMT, ±24V/-48 | NOOB | 5
HPGMT10 | PWFYASRURA | TELECT | 100A DUAL-FEED 10/10 GMT, ±24V/-48 | REF | 3
HPGMT10FA |  | TELECT | 100A FRONT ACCESS DUAL-FEED 10/10 GMT, ±24V/-48 | REF | 1
HPGMT20 | PWPYACDVRA | TELECT | 100A DF 20/20 GMT ±24V/-48 23" | REF | 1
HPGMT20COVER |  | PLASTEC | REAR CLEAR COVER FOR HPGMT20 PANEL | NEW | 20
HPM3000 |  | CENTRAL ST | HOLD DOWN PLATE FOR 4SB UNIVERSAL NETWORK BAYS | NEW | 11
HS500-1000 |  | THOMASBETT | 9" HEAT SHRINK TUBING HEAVY WALL 500-1000KCMIL BLACK PK/2 | NEW | 3
HSEC150 |  | HELLERMAN | HELASHRINK HSEC LOW VOLTAGE ENDCAP ADHESIVE COATING 75/36 | NEW | 4
HSEC160 |  | HELLERMAN | HELASHRINK HSEC LOW VOLTAGE ENDCAP ADHESIVE COATING 100/52 | NEW | 4
HSEC170 |  | HELLERMAN | HELASHRINK HSEC LOW VOLTAGE ENDCAP ADHESIVE COATING 120/60 | NEW | 5
HSF-L4A-DMNM-6-P |  | HUTTON | 6 FT DIN MALE TO N MALE JUMPER COAX | NEW | 7
HSL-3-BM12/5 |  | HILTI | HSL-3-B HEAVY-DUTY EXPANSION ANCHOR W TORQUE CAP PACK OF 2 | NEW | 1
HSLM12/25 |  | HILTI | SAFTEY CAP TORQ CONTROLLED EXP ANCHOR PACK OF 2 | NEW | 9
HSTT100-C |  | PANDUIT | PANDUIT HEAT SHRINK TUBING 1"X100FT | NEW | 1
HSTT100-C-75 |  | PANDUIT | PANDUIT HEAT SHRINK TUBING 1"X75FT | NEW | 2
HSTT100-CC |  | PANDUIT | PANDUIT HEAT SHRINK TUBING 1"X75'CL | NEW | 1
HT-20 |  | 3RDPARTY | VISUAL FAULT LOCATOR >20MW | REF | 1
HTC40 |  | THOMASBETT | H TAP INSULATING HARD COVER | NEW | 8
HTC500 |  | THOMASBETT | H TAP INSULATING HARD COVER | NEW | 1
HTPT-1-114 |  | RFS | HYBRIFLEX 114 JACKET REMOVAL TOOL | NOB | 1
HTPT-1-114 |  | RFS | HYBRIFLEX 114 JACKET REMOVAL TOOL | REF | 3
HWIC-4ESW | IPUIA00RAA | CISCO | 800-24193-02 4 PT 10/100 ETHERNET MOD | REF | 2
HYB-4/6-6/18-8F-LC/SM-30F |  | HUBERSUHNE | HYBRID CABLE 4/C #6 THHN/THWN + 3PR #18 + 4PR FBR LC/LC SM | NEW | 2
HYMD264G726B4M-H |  | HYNIX | HYNIX 512MB PC2100 DDR-266MHZ REG ECC CL2.5 184-PIN DIMM | REF | 2
HYMP151F72CP4N3-Y5 |  | HYNIX | HYNIX 4GB PC2-5300 DDR2-667MHz ECC BUFF CL5 240-PIN DIMM | REF | 12
HYMP512B72BP8N2-C4 |  | HYNIX | HYNIX 1GB PC2-4200 DDR2-533MHZ ECC FUL BUFF CL4 240-PIN DIMM | REF | 3
HYMP512F72CP8D2-Y5 |  | HYNIX | 1GB DDR2-667MHZ ECC FULLY BUFFERED CL5 240-PIN DIMM 1.8V 2R | REF | 6
HYMP512F72CP8N3-Y5-AB-C |  | HYNIX | HYNIX 1GB PC2-5300 DDR2-667MHZ ECC FULLY BUFF CL5 240-PIN | REF | 2
HYMP512F72CP8N3-Y5-AC-C |  | HYNIX | 1GB PC2-5300 DDR2-667MHZ ECC FULLY BUFFERED CL5 240-PIN DIMM | REF | 2
HYMP512R724-E3 |  | HYNIX | HYNIX 1GB PC2-3200 DDR2-400MHZ ECC REG CL3 240-PIN DIMM | REF | 4
HYS72D64500GR-7F-B |  | INFINEON | INFINEON 512MB PC2100 DDR-266MHZ REG ECC CL2.5 184-PIN DIMM | REF | 5
HYS72T128000HR-5-A |  | INFINEON | INFINEON 1GB PC2-3200 DDR2-400MHZ ECC REG CL3 240-PIN DIMM | REF | 6
HYS72T128020HFN-3.7-A |  | QIMONDA | QIMONDA 1GB PC2-4200 DDR2-533MHZ ECC FULL BUFF CL4 240-PIN D | REF | 1
HYS72T128420EFA-3S-B2 |  | QIMONDA | 1GB 2RX8 PC2-5300F FULLY BUFFERED ECC DDR2-667 MEMORY MODULE | REF | 2
HYS72T128420HFA-3S-B |  | QIMONDA | 1GB 2RX8 PC2-5300F FULLY BUFFERED ECC DDR2-667 MEMORY MODULE | REF | 4
HYS72T128420HFD-3S-A |  | QIMONDA | 1GB 2RX8 PC2-5300F FULLY BUFFERED ECC DDR2-667 MEMORY MODULE | REF | 2
HYS72T128420HFN-3S-A |  | QIMONDA | 1GB 2RX8 PC2-5300F FULLY BUFFERED ECC DDR2-667 MEMORY MODULE | REF | 1
HYS72T32000DR-5-A |  | QIMONDA | QIMONDA 256MB PC2-3200 DDR2-400MHZ ECC REG CL3 240-PIN DIMM | REF | 6
HYS72T32000DR-5-B |  | QIMONDA | QIMONDA 256MB PC2-3200 DDR2-400MHZ ECC REG CL3 240-PIN DIMM | REF | 1
HYS72T32000HR-5-A |  | INFINEON | INFINEON 256MB PC2-3200 DDR2-400MHZ ECC REG CL3 240-PIN DIMM | REF | 1
HYS72V64300GR-7-D |  | INFINEON | INFINEON 512MB SDRAM PC133 133MHZ ECC DIMM | REF | 1
IA-3634 |  | IDEAL | BNC PLUG RG-6 18 AWG 75 OHM PVC J | NEW | 8
IC107SB4WH |  | ICC | ICC 4 PORT SURFACE MOUNT BOX WHITE | NEW | 16
ICM-4J-MBR |  | ADC | MID- BNC DS-3 MODULE | NEW | 34
ICM-4U-MB-POP | T3MYAKAAAA | ADC | DSX-3 24-POS CRS CONN | REF | 24
IEG66-28195-1-V |  | AIRPAX | SENSATA 30A CIR BRKR MAG-HYDR LEVER | REF | 4
IELK1-1REC4-52-30.0-01-V |  | AIRPAX | 30 AMP BOLT IN BREAKER | REF | 1
IELK1-1REC5-29574-7 |  | AIRPAX | 80 AMP DC BULLET CIRCUIT BREAKER | REF | 1
IGX-UXME | IPIUHM0BAD | CISCO | 8400 IGX UMX-E CARD | REF | 1
IK-6 |  | ILSCO | COPPER SPLIT BOLT CONDUCTOR RANGE FOR EQUAL MAIN & TAP 6 SOL | NEW | 11
IM4208-2-DAC-01 |  | OPENGEAR | OPENGEAR 1RU IM4208 INFRASTRUCTURE MANAGER WITH MOUNTS | REF | 1
IM4248-2-DAC-X1 |  | OPENGEAR | INFRASTRUCTURE MANAGER 48-PORT | NOB | 2
IMLK1-1RLS4-52-30.0-01-V |  | AIRPAX | AIRPAX 30 AMP BOLT IN BREAKER | REF | 2
IMLK1-1RS5-30625-10 |  | AIRPAX | AIRPAX 60 AMP ALM BULLET BREAKER | REF | 3
IMLK1-1RS5-30625-14 |  | AIRPAX | AIRPAX 45 AMP ALM BULLET BREAKER | REF | 4
IMLK1-1RS5-30625-4 |  | AIRPAX | AIRPAX 30 AMP ALM BULLET BREAKER | REF | 5
IMLK1-1RS5-30625-6 |  | AIRPAX | AIRPAX 100 AMP ALM BULLET BREAKER | REF | 4
IMLK1-1RS5-30625-7 |  | AIRPAX | AIRPAX 80 AMP ALM BULLET BREAKER | REF | 6
INP-8519-1 |  | TE | 8519 MHZ DAS INTEGRATION PANEL | NOB | 7
INSULATOR1-3/8X1-3/4-3/8-16 |  | MISC | INSULATOR 1-3/8 TALL X 1-3/4 WIDE 3/8-16 TREAD | REF | 8
INSULATOR1-7/8X1-3/4-3/8-16 |  | MISC | INSULATOR 1-7/8 TALL X 1-3/4 WIDE 3/8-16 TREAD | REF | 18
INSULATOR2-5/8X2-1/2-5/8-11 |  | MISC | INSULATOR 2-5/8 TALL X 2-1/2 WIDE 5/8-11 TREAD | REF | 5
IPC-RUT14DM-A241 | VAAIDJDEAA | ADC | BROADWIRE ADSL P/S CARD | REF | 5
IS-CT50HN-B-MA |  | POLYPHASER | SURGE SUPRESSOR 800-900MHZ 750W | NEW | 2
IS-DPXL |  | POLYPHASER | EXTENSION LINE IMPULSE SUPPRESSOR | NEW | 1
IUG1-36286-9-U |  | AIRPAX | SENSATA 30A CIR BRKR MAG-HYDR LEVER | NEW | 424
IULTK11REC425130073 |  | AIRPAX | 10 AMP BOLT IN BREAKER 80VDC | REF | 2
J3W48 |  | DELL | DELL POWEREDGE R720 AIR SHROUD | REF | 5
J85470A1 | PBM3U70ERA | TYCO | MODULAR PWR SUPP CC 108992244 | NEW | 3
J85470A1L1G |  | TYCO | CC109126942 LINEAGE FUSE/BRKR MOD | REF | 8
J9147A |  | HP | PROCURVE 2910AL-48G 48 GIGABIT PORTS SWITCH | REF | 1
JBA3802 |  | CENTRAL ST | J-BOLT ASSEMBLY W/PLATE 2" | NEW | 2
JBA4201 |  | CENTRAL ST | J BOLT ASSM 1.5" TWO SIDE | NEW | 43
JBA4202 |  | CENTRAL | J BOLT ASSM 2.0" TWO SIDE | NEW | 4
JBK-TA |  | METAL-TECH | “J” BOLT KIT TOP ANGLE LENGTH 3-3/4" | NEW | 6
JJN-400 |  | BUSSMANN | 400AMP A CLASS TBOLTED BLADE FUSE 300 V 160 VDC | REF | 1
JK0301 |  | CENTRAL ST | BAY JUNCTION KIT ZY | NEW | 3
JNP-QSFP-100G-LR4-IO |  | INTEGRA OP | 1E5B73A11 JUNIPER COMP QSFP28 100G 10KM LR4 1310NM SMF CTEMP | NEW | 1
JR1WY002SCUSCU080F |  | CABLE | DUAL FBR CBL W/DUAL SC/SC ENDS 80FT | NEW | 3
JTEP31REC4R30270282 |  | AIRPAX | 600 AMP CIRCUIT BREAKER 3 POLE | REF | 2
JTMP31RLS4R30617600 |  | AIRPAX | 600 AMP CIRCUIT BREAKER 3 POLE | REF | 3
KARN-50+ |  | MINI CIR | N-TYPE-MALE TERM CONN DC-8000MHZ | NEW | 1
K-B1899 |  | VALMONT | 2”x 2”& 3”X 3" HANDRAIL ANTENNA PIPE MOUNTING BRACKET KITS | NEW | 5
KC-080 |  | KING-CORD | 8FT NEMA 5-15P TO IEC320 C13 HOSPITAL GRADE 13A/125V BLK | REF | 3
KDU137925/31 |  | ERICSSON | R5A ERICSSON BASEBAND 5216 | NOB | 1
KER1 | T1D2M0NDAA | LUCENT | FMT CIRCUIT PACK | NOB | 1
KLK10 |  | LITTELFUSE | LITTELFUSE 10 AMP FAST ACTING FUSE | REF | 4
KLK15 |  | LITTELFUSE | LITTELFUSE 15 AMP FAST ACTING FUSE | REF | 1
KLKD10 |  | LITTELFUSE | LITTELFUSE 10 AMP FAST ACTING FUSE | REF | 2
KLKD15 |  | LITTELFUSE | LITTELFUSE 15 AMP FAST ACTING FUSE | REF | 8
KLKD20 |  | LITTELFUSE | LITTELFUSE 20 AMP FAST ACTING FUSE | NEW | 8
KLKD20 |  | LITTELFUSE | LITTELFUSE 20 AMP FAST ACTING FUSE | REF | 25
KLKD25 |  | LITTELFUSE | LITTELFUSE 25 AMP FAST ACTING FUSE | REF | 3
KLKD30 |  | LITTELFUSE | LITTELFUSE 30 AMP FAST ACTING FUSE | NEW | 16
KLKD30 |  | LITTELFUSE | LITTELFUSE 30 AMP FAST ACTING FUSE | REF | 4
KLKD5 |  | LITTELFUSE | LITTELFUSE 5 AMP FAST ACTING FUSE | NEW | 6
KLM-1 |  | BUSSMANN | LIMITRON 1 AMP FAST ACTING FUSE | REF | 2
KLM-10 |  | BUSSMANN | LIMITRON 10 AMP FAST ACTING FUSE | NEW | 1
KLM-15 |  | BUSSMANN | LIMITRON 15 AMP FAST ACTING FUSE | NEW | 8
KLM-20 |  | BUSSMANN | LIMITRON 20 AMP FAST ACTING FUSE | NEW | 4
KLM-20 |  | BUSSMANN | LIMITRON 20 AMP FAST ACTING FUSE | REF | 1
KLM-25 |  | BUSSMANN | LIMITRON 25 AMP FAST ACTING FUSE | NEW | 18
KOL-2 |  | KONDU | CONNECTOR KOL-2 90 DEG KONDU | NEW | 2
KRC1311004/2 |  | ERICSSON | DTRU-19 EDGE MODULE | REF | 2
KRC161299/2 |  | ERICSSON | ERICSSON RRUS 12 B2 | REF | 1
KRTS2-A |  | RFS | TOWER STAND-OFF KIT 25-51MM 1-2" DIAMETER 3/8" HARDWARE | NEW | 4
KRY1011884/1 |  | ERICSSON | ERICSSON BIAS DC INJECTOR 1587 GSM KIT | NEW | 2
KRY1011884/1 |  | ERICSSON | ERICSSON BIAS DC INJECTOR 1587 GSM KIT | NOB | 6
KS-23836-L19 |  | LUCENT | PARALLEL COPPER TAP KIT | NEW | 1
KS-23836-L20 |  | LUCENT | PARALLEL COPPER TAP KIT | NEW | 1
KS24194-6-GY-40 |  | TELCOFLEX | L3 PWR CBL 6AWG 600V CLOTH GREY 40FT | NEW | 1
KS24194-6-RD-40 |  | TELCOFLEX | L3 PWR CBL 6AWG 600V CLOTH RED 40FT | NEW | 1
KS24194-L2-8-GN |  | TELCOFLEX | PWR CBL L2 8 AWG 600V GREEN/YE TRCR | NEW | 5321
KS24194-L3-4-GY-180 |  | TELCOFLEX | 56982601 POWER CBL 4 AWG 600 VOLT GREY 180FT | NEW | 1
KS24194-L3-4-GY-90 |  | TELCOFLEX | 56982601 POWER CBL 4 AWG 600 VOLT GREY 90FT | NEW | 1
KS24194-L3-6-GY-350 |  | TELCOFLEX | 56986401 POWER CBL 6 AWG 600 VOLT GREY 350FT | NEW | 1
KS24411L21 |  | ALCATEL | D-CI-A1 FILTER ASSY CC 408666428 | NOB | 1
KS24439 1162CFP |  | ALCATEL | FAN UNIT CC 408159614 LT-2598-L2 | NOB | 1
KS24567L3150 |  | LUCENT | CABLE ASSY SET OF 5 W/DUAL CONN 5FT | NEW | 30
KS24567L7130 |  | LUCENT | CABLE ASSY SET OF 2 W/DUAL TYPE N CONNECTORS 51" | NEW | 25
KS24624L37 |  | LUCENT | DFP-P-60/6T ONEBTS 1900 FILTER ASSY | REF | 1
KS24624L66 |  | ALCATEL | WSM FILT ASSY DFP-PC-606T 409019189 | REF | 1
KS-24737-L1 |  | LUCENT | 24V 9000W POWER SHELF 408896355 KIT | NEW | 6
KS24795 |  | ALCATEL | FILTER 44MHZ HALF H DD CC 409062668 | REF | 1
KS24817L1 | WDMAA00ARA | LUCENT | LTE TRANSCEIVER - 700MHZ 409102316 | F/S | 7
KS24843L17 | CRDYAAPCRA | LUCENT | 3JR52714AA ANTENNA 6FT | NEW | 6
KTK-1 |  | BUSSMANN | LIMITRON 1 AMP FAST ACTING FUSE | REF | 2
KTK10 |  | BUSSMANN | LIMITRON 10 AMP FAST ACTING FUSE | REF | 8
KTK-10 |  | BURNDY | DO NOT USE - WRONG MFGR | NEW | 2
KTK-10 |  | BUSSMANN | LIMITRON 10 AMP FAST ACTING FUSE | REF | 3
KTK-15 |  | BUSSMANN | LIMITRON 15 AMP FAST ACTING FUSE | NEW | 10
KTK-15 |  | BUSSMANN | LIMITRON 15 AMP FAST ACTING FUSE | REF | 1
KTK-20 |  | BUSSMANN | LIMITRON 20 AMP FAST ACTING FUSE | NEW | 23
KTK-25 |  | BUSSMANN | LIMITRON 25 AMP FAST ACTING FUSE | REF | 2
KTK-30 |  | COOPER B | LIMITRON 30 AMP FAST ACTING FUSE | NEW | 9
KTK-30 |  | COOPER B | LIMITRON 30 AMP FAST ACTING FUSE | REF | 1
KTK-5 |  | BUSSMANN | LIMITRON 5 AMP FAST ACTING FUSE | NEW | 7
KTK-R-1 |  | BUSSMANN | LIMITRON 1 AMP FUSE CLASS CC | NEW | 2
KTK-R-10 |  | BUSSMANN | LIMITRON 10 AMP FUSE CLASS CC | REF | 2
KTK-R-15 |  | BUSSMANN | LIMITRON 15 AMP FUSE CLASS CC | REF | 4
KTK-R-20 |  | BUSSMANN | LIMITRON 20 AMP FUSE CLASS CC | REF | 8
KTK-R-25 |  | BUSSMANN | LIMITRON 25 AMP FUSE CLASS CC | REF | 1
KTK-R-30 |  | BUSSMANN | LIMITRON 30 AMP FUSE CLASS CC | REF | 2
KTN-STL4 |  | EMC | EMC DRIVE ARRAY WITH 2X 071-000-453 & 2X 100-561-803 NO HDD | REF | 12
KVR1333D3E9S/2G |  | 10GTEK | KINGSTON 2G DDR3 9965525-005.A00LF DIMM | REF | 3
KVR1333D3E9S/4G |  | KINGSTON | KINGSTON 4G DDR3 9965525-018.A00LF DIMM | REF | 57
KVR16E11/4HC |  | KINGSTON | KINGSTON 4G DDR3 9965525-023.A00LF DIMM | REF | 1
KVR16R11D8/4HC |  | KINGSTON | KINGSTON 4G DDR3 9965426-079.A00LF DIMM | REF | 2
KW-825 |  | NETMATE | USB TO SERIAL CONVERTER USB 2.0 TO RS232 CONVERTER | NEW | 2
L21-30R1-32 |  | LOCKINGPOW | IRONBOX PDU CABLES - 30A 120/208V 5-WIRE POWER WHIPS 32FT | NEW | 2
L21-30R1-34 |  | LOCKINGPOW | IRONBOX PDU CABLES - 30A 120/208V 5-WIRE POWER WHIPS 34FT | NEW | 2
L21-30R1-36 |  | LOCKINGPOW | IRONBOX PDU CABLES - 30A 120/208V 5-WIRE POWER WHIPS 36FT | NEW | 2
L21-30R1-38 |  | LOCKINGPOW | IRONBOX PDU CABLES - 30A 120/208V 5-WIRE POWER WHIPS 38FT | NEW | 2
L21-30R1-40 |  | LOCKINGPOW | IRONBOX PDU CABLES - 30A 120/208V 5-WIRE POWER WHIPS 40FT | NEW | 2
L4A-DMDM-6-P |  | ANDREW | 6FT LDF4-50 1/2" DIN M/DIN M JUMPER | NEW | 60
L4M4M-12S-3 |  | JMA | JMA 3FT JMA12-50 1/2" JUMPER WITH 4.3-10 MALE/MALE CONN | NEW | 8
L4PNM-RC |  | ANDREW | N MALE RINGFLAR FOR 1/2" LDF4-50A | NEW | 2
L4TDM-PS |  | ANDREW | 7-16 DIN MALE PS 1/2 IN LDF4-50A | NEW | 267
L4TNM-PS |  | ANDREW | COMMSCOPE TYPE N MALE POSITIVE STOP FOR 1/2" LDF4-50A CABLE | NEW | 3
L5-30R1-54 |  | IRONBOX | L5-30R PDU WHIPS, 30A, 125V, 3-WIRE UNDERFLOOR CABLES 54FT | NEW | 2
L5-30R1-62 |  | IRONBOX | L5-30R PDU WHIPS, 30A, 125V, 3-WIRE UNDERFLOOR CABLES 62FT | NEW | 1
L5520 |  | DELL | INTEL XEON PROCESSOR L5520 | REF | 4
L5TDF-PS |  | ANDREW | 7/16 POS-STOP DIN FEMALE CONNECTOR | NEW | 3
L6-20R1-42 |  | IRONBOX | L6-20R PDU WHIPS, 20A/250V, 3-WIRE UNDERFLOOR CABLES 42FT | NEW | 1
L-71 |  | CHECKPOINT | CHECK POINT 6 PORT 12V GIGABIT FIREWALL APPLIANCE GATEWAY | REF | 1
L7113SYC/H |  | KINGBRIGHT | YELLOW LED DOME TH MOUNT PACK 500 | NEW | 1
L717SDEH09POL2RM8 |  | AMPHENOL | CONN D-SUB PLUG 9POS VERT SOLDER | NEW | 185
L76763CSEC |  | KINGBRIGHT | SUPER FLUX LED ORANGE PACK OF 75 | NEW | 34
L76763CSYC/H |  | KINGBRIGHT | SUPER FLUX LED YELLOW PACK OF 75 | NEW | 30
L7676CPWC/H |  | KINGBRIGHT | SUPER FLUX LED WHITE PACK OF 75 | NEW | 517
L7676CTGC/H |  | KINGBRIGHT | SUPER FLUX LED AQUA PACK OF 75 | NEW | 143
L77SDBH25SOL2RM8 |  | AMPHENOL | CONN D-SUB RCPT 25POS VERT SLDR | NEW | 4
L7TDF-PS |  | ANDREW | 7-16 DIN FEMALE POSITIVE STOP 1 5/8 | NEW | 4
LA1014-L515P |  | ELTEK | 15AMP/125V PWRCRD FPSF65I-ANS-VC | REF | 2
LAA10B | SNCCACABAB | LUCENT | WAVESTAR OLS 400G OPTICAL INTERFACE | REF | 7
LAA12B | SNC9EG0BAB | LUCENT | S1:2 FT-2000 LS PROTECTION SWITCH | REF | 2
LAA12B | SNC9EG0BAA | LUCENT | S1:1 FT-2000 LS PROTECTION SWITCH | REF | 4
LAA21 | SNPQAHFAAD | LUCENT | S2:5 FT-2000 OVERHEAD CONTROLLER | REF | 2
LAA21 | SNPQAHFAAC | LUCENT | S2:4 FT-2000 OVERHEAD CONTROLLER | REF | 3
LAA26 | SNCL300AAB | LUCENT | S1:2 FT-2000 TRIB OVHD CONTROL | REF | 2
LAA28 | SNPQARCAAA | LUCENT | S1:1 FT-2000 LINE CTRLD UNIT | REF | 3
LAG1900-FAN-ASSY |  | ALCATEL | LAG 1900 FAN CC 109565564 | REF | 1
LCA2/0-14F |  | PANDUIT | PANDUIT 1/4" HOLE RIGHT ANGLE SHORT BARREL LUG W/ INSPECTION | NEW | 8
LCA2/0-38F-X |  | PANDUIT | PAN-LUG 3/8" BOLT SIZE 90 DEG BLACK | NOOB | 5
LCAS2/0-14-X |  | PANDUIT | PAN-LUG 1/4" BOLT SIZE BLACK | NOOB | 1
LCC-1 |  | ADC | LCC PLUG PUSH PULL 734 CABLE KIT | NEW | 46
LCC-1B |  | ADC | LCC PLUG PUSH PULL 734 CABLE 1 KIT | NEW | 1
LCC4/0-38W |  | PANDUIT | PANDUIT 3/8" HOLE 1-3/4" SPACING LONG BARREL LUG PURPLE DIE | NEW | 6
LCC4-14AH-L |  | PANDUIT | TERMINALS COPP COMP LUG 2H #4 - #3 | NEW | 420
LCC6-14AW-L |  | PANDUIT | COMP LUG 1/4" STUD 2 HOLE L-BARREL | NEW | 2
LCC6-38DW |  | PANDUIT | LUG 2 HOLE 3/8" HOLE 1" SPACING LONG BARREL BLUE | NEW | 50
LCCF250-14BF-X |  | PANDUIT | LUG COMPRESSION CU 2 HOLES 90 DEG 250 MCM 1/4" 0.75" SPACE | NEW | 16
LCCX2/0-38D |  | PANDUIT | LUG 2 HOLE 3/8" HOLE 1" SPACING LONG BARREL BLACK | NEW | 4
LCCX2-14A |  | PANDUIT | LUG 2 HOLE 1/4" HOLE 5/8" SPACING LONG BARREL BROWN | NEW | 9
LCCX4/0-38DF |  | PANDUIT | PANDUIT 3/8" HOLES 1" SPACING 90 DEG LONG BARREL PURPLE DIE | NEW | 2
LCCX6-14A |  | PANDUIT | LUG 2 HOLE 1/4" HOLE 5/8" SPACING LONG BARREL BLUE | NEW | 33
LCCX6-38AC |  | PANDUIT | PANDUIT 3/8" HOLE VAR SPACING .63"/.88" LONG BARREL BLUE DIE | NEW | 49
LCD1/0-38D-X |  | PANDUIT | PAN-LUG 2 HOLE 3/8 HOLE 1/0 AWG 1" HOLE SPACING | NOOB | 7
LCD2/0-14AF-X |  | PANDUIT | PAN-LUG 2 HOLE 90 DEG 1/4" BOLT SIZE 5/8" HOLE SPACING | NOOB | 14
LCD2-14A-Q |  | PANDUIT | PAN-LUG 2 HOLE 1/4" STUD SIZE 2/0 AWG 5/8" HOLE SPACING | NOOB | 13
LCD4-14AF-L |  | PANDUIT | COPPER COMP LUG 2H #4-#3 AWG, 90 BENT | NEW | 235
LCD4-14A-L |  | PANDUIT | PAN-LUG LCD4-14A-L 4 TIN PLT COPPER 2H 1/4" STUD PK50 | NEW | 1
LCD6-14A-L |  | PANDUIT | PAN-LUG 6 AWG LB 1/4" STUD .63" HOLE SPACING BLUE P24 | NEW | 10
LCDX4/0-38D |  | PANDUIT | PANDUIT 3/8" HOLES 1" SPACING SHORT BARREL LUG PURPLE 4/0 | NEW | 5
LCLC-01207 |  | CABLEWHOLE | FIBER CABLE LC/LC SM-9/125 DUPLEX PCV 2.0MM 7 METER | NEW | 10
LCSC-01207 |  | CABLEWHOLE | FIBER CABLE LC/SC DUPLEX OS2 9/125 SINGLEMODE 7M | NEW | 8
LCT-512M3S |  | LITEON | TW-OFNR35-55085-32Q-0496-A02 M3S 512GB MLC SATA 2.5 SSD | REF | 2
LEA107B | SNAPDS0AAB | LUCENT | FT-2000 OPT AMPLIFIER 108680547 | REF | 1
LEGBX11-39198-20 |  | AIRPAX | SENSATA 20A 2 POLE BREAKER | NEW | 96
LEGBX66-33643-1-V |  | AIRPAX | SENSATA 20A CIR BRKR MAG-HYDR RCKER | NEW | 286
LEL11-30672-4-V |  | AIRPAX | SENSATA 15A CIR BRKR MAGHYDR LVR 2P | NEW | 288
LEL11REC4284341501 |  | AIRPAX | AIRPAX 10 AMP BLADE BREAKER | REF | 4
LEL1-1REC4-28434-2301 |  | AIRPAX | AIRPAX 20 AMP BLADE BREAKER | REF | 2
LEL11REC4284343101 |  | AIRPAX | AIRPAX 30 AMP BLADE BREAKER | REF | 11
LEL11REC4284343901 |  | AIRPAX | AIRPAX 40 AMP BLADE BREAKER W/PIN | NEW | 2
LEL11REC4284343901 |  | AIRPAX | AIRPAX 40 AMP BLADE BREAKER W/PIN | REF | 18
LEL11REC4284345101 |  | AIRPAX | AIRPAX 70 AMP BLADE BREAKER | REF | 4
LEL11REC4284345901 |  | AIRPAX | AIRPAX 100 AMP BLADE BREAKER | REF | 2
LELK11REC427129907 |  | AIRPAX | 3 AMP BOLT IN BREAKER 80VDC | REF | 1
LELK1-1REC4-27129911 |  | AIRPAX | CIRCUIT BREAKER 5A DUAL STUD 1/4"-20 | NOB | 1
LELK1-1REC4-27129911 |  | AIRPAX | CIRCUIT BREAKER 5A DUAL STUD 1/4"-20 | REF | 45
LELK1-1REC4-27129-915 |  | AIRPAX | CIRCUIT BREAKER 10A DUAL STUD 1/4"-20 | REF | 9
LELK1-1REC4-27129923 |  | AIRPAX | CIRCUIT BREAKER 20A DUAL STUD 1/4"-20 | NOB | 4
LELK1-1REC4-27129-923 |  | AIRPAX | CIRCUIT BREAKER 20A DUAL STUD 1/4"-20 | REF | 4
LELK1-1REC4-27129-931 |  | AIRPAX | CIRCUIT BREAKER 30A DUAL STUD 1/4"-20 | REF | 35
LELK1-1REC4-27129-939 |  | AIRPAX | AIRPAX 40 AMP BOLT IN CIRCUIT BREAKER | REF | 11
LELK1-1REC4-27129943 |  | AIRPAX | CIRCUIT BREAKER 50A DUAL STUD 1/4"-20 | REF | 3
LELK1-1REC4-27129-947 |  | AIRPAX | CIRCUIT BREAKER 60A DUAL STUD 1/4"-20 | REF | 2
LELK1-1REC4-27129-951 |  | AIRPAX | CIRCUIT BREAKER 70A DUAL STUD 1/4"-20 | REF | 4
LELK1-1REC4-27129-959 |  | AIRPAX | CIRCUIT BREAKER 100A DUAL STUD 1/4"-20 | NEW | 34
LELK1-1REC4-27129-959 |  | AIRPAX | CIRCUIT BREAKER 100A DUAL STUD 1/4"-20 | REF | 42
LELK1-1REC4-29475-3 |  | AIRPAX | AIRPAX 100 AMP BULLET BREAKER | REF | 1
LELK1-1REC4-29813-10 |  | AIRPAX | 10 AMP DC BULLET CIRCUIT BREAKER | REF | 1
LELK1-1REC4-29813-100-V |  | AIRPAX | 100 AMP DC BULLET CIRCUIT BREAKER | REF | 7
LELK11REC429813150V |  | AIRPAX | 50 AMP DC BULLET CIRCUIT BREAKER | REF | 1
LELK11REC42981315V |  | AIRPAX | 15 AMP DC BULLET CIRCUIT BREAKER | REF | 40
LELK11REC42981325V |  | AIRPAX | 25 AMP DC BULLET CIRCUIT BREAKER | REF | 13
LELK11REC4298132V |  | AIRPAX | 2 AMP BULLET CIRCUIT BREAKER | REF | 2
LELK11REC42981330V |  | AIRPAX | 30 AMP DC BULLET CIRCUIT BREAKER | REF | 9
LELK1-1REC4-29813-40 |  | AIRPAX | 40 AMP DC BULLET CIRCUIT BREAKER | REF | 2
LELK1-1REC4-29813-40-V |  | AIRPAX | 40 AMP DC BULLET CIRCUIT BREAKER | NEW | 2
LELK11REC42981370V |  | AIRPAX | 70 AMP DC BULLET CIRCUIT BREAKER | REF | 2
LELK11REC42981380V |  | AIRPAX | 80 AMP DC BULLET CIRCUIT BREAKER | REF | 6
LELK1-1REC4-29929-20 |  | AIRPAX | 20 AMP DC CIRCUIT BREAKER BULLET | REF | 1
LELK1-1REC4-29929-50 |  | AIRPAX | 50 AMP DC CIRCUIT BREAKER BULLET | REF | 1
LELK1-1REC4-30326-100 |  | AIRPAX | 100 AMP CKT BREAKER BULLET BLACK HANDLE 3 PIN W/ STRAP | REF | 3
LELK1-1REC4-30326-20 |  | AIRPAX | 20 AMP CIRCUIT BREAKER BULLET | REF | 1
LELK1-1REC4-30326-30 |  | AIRPAX | 30 AMP DC CIRCUIT BREAKER BULLET | REF | 3
LELK1-1REC4-30326-40 |  | AIRPAX | 40 AMP DC BULLET CIRCUIT BREAKER | NEW | 2
LELK1-1REC4-30326-50 |  | AIRPAX | 50 AMP DC CIRCUIT BREAKER BULLET | REF | 2
LELK1-1REC4-30326-70 |  | AIRPAX | 70 AMP DC CIRCUT BREAKER BULLET | REF | 4
LELK1-1REC4-30326-75 |  | AIRPAX | 75 AMP DC CIRCUT BREAKER BULLET | REF | 1
LELK1-1REC4-52-5 |  | AIRPAX | 5 AMP DC CIRCUIT BREAKER BULLET | REF | 1
LELK11REC4R3296950V |  | AIRPAX | AIRPAX 50 AMP BULLET BREAKER | REF | 5
LELK11REC4R3296970V |  | AIRPAX | AIRPAX 70 AMP BULLET BREAKER | REF | 13
LELK1-1REC5-32148-30 |  | AIRPAX | 30 AMP DC BULLET BREAKER | REF | 1
LELK1-1RS4-27129-924 |  | AIRPAX | 20 AMP DC BOLT IN BREAKER WHITE TOGGLE | REF | 7
LELK1-1RS4-27129-940 |  | AIRPAX | 40 AMP DC BOLT IN BREAKER WHITE TOGGLE | REF | 6
LELK1-1RS4-27129-944 |  | AIRPAX | 50 AMP DC BOLT IN BREAKER WHITE TOGGLE | REF | 2
LELK1-1RS4-30452-10 |  | AIRPAX | AIRPAX 10 AMP BULLET BREAKER | REF | 2
LELK1-1RS4-30452-100 |  | AIRPAX | 100 AMP BULLET BREAKER TELEC 118159 | NEW | 4
LELK1-1RS4-30452-100 |  | AIRPAX | 100 AMP BULLET BREAKER TELEC 118159 | REF | 2
LELK1-1RS4-30452-20 |  | AIRPAX | AIRPAX 20 AMP BULLET BREAKER | REF | 5
LELK1-1RS4-30452-30 |  | AIRPAX | AIRPAX 30 AMP BULLET BREAKER | REF | 4
LELK1-1RS4-30452-40 |  | AIRPAX | 40 AMP DC CIRCUIT BREAKER BULLET | REF | 40
LELK1-1RS4-30452-50 |  | AIRPAX | AIRPAX 50 AMP BULLET BREAKER | REF | 39
LELK1-1RS4-30452-60 |  | AIRPAX | AIRPAX 60 AMP BULLET BREAKER | REF | 18
LELK1-1RS4-30452-70 |  | AIRPAX | AIRPAX 70 AMP BULLET BREAKER | REF | 5
LELK1-1RS4-30452-80 |  | AIRPAX | AIRPAX 80 AMP BULLET BREAKER | REF | 18
LELK1-31175-90-V |  | AIRPAX | 90 AMP BREAKER BOLT BLACK HANDLE | NOB | 3027
LF40-100-VV |  | VALERE | ELTEK 2 POSITION RECTIFIER SHELF | NOB | 30
LFD-300B-1 |  | EXFO | EXFO LFD-300B LIVE FIBER DETECTOR | REF | 1
LGE-X4X-ZZZ-ZZ-02 |  | CLEARFIELD | FIBER CASSETTE XPAC 6 DUAL LC SM | NOB | 1
LGP11121 |  | LGP | LGP TELECOM TMA-DD 1900 SF EFC BAND | NOB | 1
LGP11212 |  | LGP | CURRENT INJECTOR OUTDOOR 1850-1990 | NOOB | 2
LGP11226 |  | LGP | CURRENT INJECTOR OUTDOOR 1850-1990 | NOB | 9
LI1014-N515P |  | VALERE | AC POWER CORD 10' 14AWG C13 TO N515P | NEW | 2
LM28-C3S-TC-N-DD |  | APAC | M-M 1.25 GBPS 850NM, GBIC | REF | 1
LML1-1RLS4R-29954-40 |  | AIRPAX | AIRPAX 40 AMP BULLET BREAKER | REF | 8
LMLB1-1RLS4-52-50.0-1-01-V |  | AIRPAX | AIRPAX 50 AMP ALM BULLET BREAKER | REF | 19
LMLC1-1RLS4-24314-37 |  | AIRPAX | AIRPAX 25 AMP SNAP IN BREAKER | REF | 4
LMLC1-1RLS4-28977-15 |  | AIRPAX | AIRPAX 15 AMP SNAP IN BREAKER | REF | 6
LMLC1-1RLS4-28977-30 |  | AIRPAX | AIRPAX 30 AMP SNAP IN BREAKER | REF | 2
LMLC1-1RLS4-28977-60 |  | AIRPAX | AIRPAX 60 AMP SNAP IN BREAKER | REF | 9
LMLC1-1RLS4-30414-10 |  | AIRPAX | AIRPAX 10 AMP ALM SNAP IN BREAKER | REF | 2
LMLC1-1RLS4-30414-100 |  | AIRPAX | AIRPAX 100A SNAP IN BREAKER 80VDC BLACK HANDLE | NEW | 9
LMLHPK111RLS42987716 |  | AIRPAX | AIRPAX 125 AMP BULLET BREAKER 2 POL | REF | 2
LMLHPK11-1RLS4-30406-2-V |  | AIRPAX | 150A 2-POLE CIRCUIT BREAKER BULLET BLK HANDLE 2-PIN W/STRAP | REF | 3
LMLK1-1RLS4-29471-1 |  | AIRPAX | 20 AMP DC BULLET CIRCUIT BREAKER | REF | 16
LMLK1-1RLS4-29471-10 |  | AIRPAX | 40 AMP DC BULLET CIRCUIT BREAKER | REF | 42
LMLK1-1RLS4-29471-13 |  | AIRPAX | 70 AMP ALM DC BULLET CIRCUIT BREAKER | REF | 1
LMLK1-1RLS4-29471-2 |  | AIRPAX | 50 AMP ALM DC BULLET CIRCUIT BREAKER | REF | 3
LMLK1-1RLS4-29471-5 |  | AIRPAX | 10 AMP DC BULLET CIRCUIT BREAKER | REF | 2
LMLK1-1RLS4-29471-8 |  | AIRPAX | 30 AMP DC BULLET CIRCUIT BREAKER | REF | 17
LMLK11RLS42987711V |  | AIRPAX | AIRPAX 60 AMP ALM BULLET BREAKER | REF | 12
LMLK1-1RLS4-29877-12 |  | AIRPAX | AIRPAX 70 AMP ALM BULLET BREAKER | REF | 11
LMLK11RLS42987712V |  | AIRPAX | AIRPAX 70 AMP ALM BULLET BREAKER | REF | 15
LMLK1-1RLS4-29877-13 |  | AIRPAX | AIRPAX 80 AMP ALM BULLET BREAKER | REF | 15
LMLK11RLS42987713V |  | AIRPAX | AIRPAX 80 AMP ALM BULLET BREAKER | REF | 1
LMLK11RLS42987715V |  | AIRPAX | AIRPAX 100 AMP ALM BULLET BREAKER | REF | 18
LMLK11RLS42987717V |  | AIRPAX | AIRPAX 40 AMP ALM BULLET BREAKER | REF | 5
LMLK1-1RLS4-29877-4 |  | AIRPAX | AIRPAX 15 AMP ALM BULLET BREAKER | REF | 2
LMLK1-1RLS4-29877-6-V |  | AIRPAX | 20 AMP ALM BULLET CIRCUIT BREAKER | REF | 1
LMLK11RLS4298778V |  | AIRPAX | AIRPAX 30 AMP ALM BULLET BREAKER | REF | 3
LMLK11RLS4298779V |  | AIRPAX | AIRPAX 45 AMP ALM BULLET BREAKER | NEW | 1
LMLK11RLS4298779V |  | AIRPAX | AIRPAX 45 AMP ALM BULLET BREAKER | REF | 4
LMLK11RLS429928100 |  | AIRPAX | AIRPAX 100 AMP ALM BULLET BREAKER | NOOB | 1
LMLK11RLS429928100 |  | AIRPAX | AIRPAX 100 AMP ALM BULLET BREAKER | REF | 3
LMLK1-1RLS4-29928-30 |  | AIRPAX | AIRPAX 30 AMP BULLET BREAKER | REF | 17
LMLK1-1RLS4-29928-50 |  | AIRPAX | AIRPAX 50 AMP BULLET BREAKER | REF | 65
LMLK1-1RLS4-29928-60 |  | AIRPAX | AIRPAX 60 AMP BULLET BREAKER | REF | 8
LMLK1-1RLS4-29928-80 |  | AIRPAX | AIRPAX 80 AMP BULLET BREAKER | REF | 2
LMLK1-1RLS4-29928-90 |  | AIRPAX | AIRPAX 90 AMP BULLET BREAKER | REF | 2
LMLK1-1RLS4-30319-30 |  | AIRPAX | 30A ALM CIRCUIT BREAKER DUAL STUD 1/4" | REF | 1
LMLK1-1RLS4-30319-70 |  | AIRPAX | 70A CIRCUIT BREAKER DUAL STUD 1/4" | NEW | 2
LMLK1-1RLS4-52-30.0-T-01 |  | AIRPAX | AIRPAX 30 AMP BOLT IN BREAKER | REF | 1
LMLK1-1RS5-30625-9 |  | AIRPAX | AIRPAX 15A ALM BULLET BREAKER | REF | 3
LMLK11RS532846100V |  | AIRPAX | 100 AMP ALM BULLET BREAKER CBB100M | REF | 2
LMLK1-1RS5-32846-10-V |  | AIRPAX | 10 AMP ALM BULLET CIRCUIT BREAKER | REF | 1
LMLK1-1RS5-32846-15-V |  | AIRPAX | 15 AMP ALM BULLET CIRCUIT BREAKER | REF | 3
LMLK11RS53284660V |  | AIRPAX | AIRPAX 60 AMP ALM BULLET BREAKER | REF | 1
LMLK1-29895-1-V |  | AIRPAX | AIRPAX 30 AMP BULLET BREAKER | REF | 6
LMR-240-1000FT |  | TIMES MICR | FLEXIBLE LOW LOSS COMMUNICATIONS COAX CABLE 1000FT | NEW | 2
LMR-240-500FT |  | TIMES MICR | FLEXIBLE LOW LOSS COMMUNICATIONS COAX CABLE 500FT | NEW | 4
LNK0009 |  | NORTHSTAR | NORTHSTAR BATTERY STRAP/SPACER | REF | 4
LNW1 | SOCUHS0BBA | LUCENT | S1:1 1665 SYSTEM CONTROL | REF | 1
LNW16 | SOUIATSFAC | LUCENT | S-8 1665 DS-3/EC1 CP | NOB | 1
LNW16 | SOUIATSFAC | LUCENT | S-8 1665 DS-3/EC1 CP | REF | 2
LNW16 | SOUIATSFAA | LUCENT | S1:6 1665 DS-3/EC1 CP | REF | 1
LNW170 S-1 | SOUIAWHFAA | LUCENT | ETHNT POS RNG PRNT CD | REF | 1
LNW19 | SOI6U20CAC | LUCENT | S-3 1665 METRO DMX 48 PORT DS3/EC1 | REF | 1
LNW2 | SOCUH0MBAA | LUCENT | S1:1 1665 SYSTEM CONTROL | REF | 1
LNW20 | SOOMABDEAB | LUCENT | 1665 48-PORT DS3 TMUX LS - DS3-OC48 | REF | 2
LNW27 | SOIFBNZCAL | LUCENT | METROPOLIS DMX OC48 CP | REF | 3
LNW36 | SOIFKP0CAD | LUCENT | S-4 1665 4-PORT OC3 LS 1310NM LR OL | REF | 2
LNW36 | SOIFKP0CAE | LUCENT | S-5 1665 4-PORT OC3 LS 1310NM LR OL | REF | 2
LNW37 S-3 | SOI9L5TCAC | LUCENT | METRO DMX OC3 INTFC | REF | 1
LNW40 | SOI6EZ0CAC | LUCENT | S1:3 DMX 1665 OC3 INTRFC & TIMING M | F/S | 15
LNW40 | SOI6EZ0CAC | LUCENT | S1:3 DMX 1665 OC3 INTRFC & TIMING M | NOB | 2
LNW40 | SOI6EZ0CAB | LUCENT | S-2 DMX 1665 OC3 INTRFC&TIMING MOD | REF | 4
LNW43 | SOPQAC3DAA | LUCENT | S1:1 LUCENT A/B BLANK | NOB | 2
LNW50 | SOI7EEZCAA | LUCENT | S-1 DMX OC12 INTFC CP | REF | 2
LNW51 | SOI9T30CAB | LUCENT | DMXTEND OC12 INTFC/TMG | REF | 1
LNW55 | SOUIAV1FAB | LUCENT | 12 PORT MULTI-PORT MULTI-RATE | REF | 2
LNW56 | SOI1HS0AAJ | LUCENT | S-8 LUCENT 1665 OC192 INTERFACE | REF | 1
LNW67 | SOI1BB0AAC | LUCENT | S-3 1665 2-PORT GBE | REF | 1
LNW68 | SOI1CB0AAC | LUCENT | 1665 2-PORT GBE LX 1310NM | REF | 1
LNW7 | SOIFLS0CAB | LUCENT | S1:2 METRO DMX 28DS1PM | REF | 2
LNW7 | SOIFLS0CAC | LUCENT | S1:3 METRO DMX 28DS1PM | REF | 1
LNW76 | SOI5MY0DAJ | LUCENT | METRODMX OC48 OPT PK | REF | 2
LNW93 |  | LUCENT | 1665 TEST PACK B 109485300 | NOB | 3
LPB012-100-VC | PBM2V0LGRA | VALERE | LPB SERIES 48V BATTERY ENCLOSURE | REF | 6
LPB040-100-VC | PBM2W0NGRA | ELTEK | 4-SLT 54V BATTERY ENCLOSURE | NOB | 1
LP-CC-10 |  | BUSSMANN | LOW-PEAK 10 AMP FUSE CLASS CC | NEW | 15
LP-CC-30 |  | BUSSMANN | LOW-PEAK 30 AMP FUSE CLASS CC | NEW | 13
LPS010-100-VC | PBM220KGRA | VALERE | 2-SLT POWER RECTIFIER SHLF REV 2.3 | REF | 3
LPS010-100-VC | PBM2U0KGRA | VALERE | 2-SLT POWER RECTIFIER SHLF | REF | 1
LQA-1150 |  | MADISON | 1 1/2" LIQUIDTIGHT STRT CONNECTOR | NEW | 40
LQA-1200 |  | SOUTHWIRE | 2" LIQUID-TIGHT BOX CONNECTORS STRAIGHT ZINC DIE CAST | NEW | 6
LS1SC-SC-002FT |  | LUCENT | FIBER CABLE 1-COUNT SC/SC 2FT | NEW | 4
LS1SC-SC-015FT |  | LORAIN | FIBER CABLE 1-COUNT SC/SC-015FT | NEW | 1
LS1SC-SC-040FT |  | LUCENT | FIBER CABLE 1-COUNT SC/SC 40FT | NEW | 2
LS2SC-SC-015FT |  | LUCENT | FIBER CBL DUPLEX SC/SC 15FT | NEW | 2
LSVFB1-TSX3B-102AAUH |  | LUCENT | OPTICAL SPLITTER MOD CC# 107724882 | REF | 9
LSX-12PT |  | ADC | SC MULTIMODE 12 PACK PLUG-IN ASSY | REF | 2
LSX-ACCVCGKIT |  | COMMSCOPE | LSX VCG JUMPER KIT | NEW | 6
LSX-CBLCLMPKIT |  | ADC | LSX CABLE CLAMP KIT | NEW | 3
LT15090 |  | COOPER CRS | 90 DEG LIQUIDTIGHT 1 1/2" CONNECTOR | NEW | 52
LWD-208 |  | SIEMON | SIEMON 2" JOINER | NEW | 20
LWD-264 |  | SIEMON | SIEMON 2" VERTICAL DROP | NEW | 10
LWD-265 |  | SIEMON | SIEMON 2" VERTICAL DROP KIT W/RAMP | NEW | 6
LWD-273 |  | SIEMON | 2" RADIUS GUARD KIT | NEW | 3
LWD-400 |  | SIEMON | SOLID SRAIGHT 6.5'X4"X4" W COVER YL | NEW | 4
LWD-403 |  | SIEMON | SIEMON 4" - 4" HORIZONTAL TEE W/LID | NEW | 1
LWD-405 |  | SIEMON | SIEMON 4" 90 DEG ELBOW UP W/LID | NEW | 2
LWD-406 |  | SIEMON | SIEMON 4" 90 DEG ELBOW DOWN W/LID | NEW | 1
LWD-408LP |  | SIEMON | SIEMON 4" X 2" JOINER | NEW | 18
LWD-409 |  | SIEMON | SIEMON 4" END CAP | NEW | 2
LWD-462 |  | SIEMON | SIEMON 100MM BREAKOUT ADAPTER ASSY | NEW | 1
LWD-462LP |  | SIEMON | SIEMON 4"X2" SYSTEM BREAKOUT DROP | NEW | 4
LWH-227 |  | SIEMON | SIEMON 2" VERTICAL BRACKET KIT | NEW | 4
LWH-433 |  | SIEMON | SIEMON 4" COMPLT LADDER RACK KIT | NEW | 1
LYNX2-SCUPC-SM-2 |  | SUMITOMO | LYNX CUSTOM FIT SPLICE ON CONNECTOR SC UPC SM 2MM | NEW | 20
M2-5W |  | SIEMON | 50-PAIR 66 BLOCK W/O LEGS | NOOB | 1
M312L2828ET0-CA2 |  | SAMSUNG | 1GB 266MHZ PC-2100 CL2 ECC REG DDR SDRAM 184-PIN DIMM | REF | 4
M312L2828ET0-CB0 |  | SAMSUNG | SAMSUNG 1GB PC2100 DDR-266MHZ REG ECC CL2.5 184-PIN DIMM | REF | 2
M312L3310ETS-CB0Q0 |  | SAMSUNG | SAMSUNG 256MB PC2100 DDR-266MHZ REG ECC CL2.5 184-PIN DIMM | REF | 1
M312L6420ETS-CB0 |  | SAMSUNG | SAMSUNG 512MB PC2100 DDR-266MHZ REG ECC CL2.5 184-PIN DIMM | REF | 2
M312L6420ETS-CB0Q0 |  | SAMSUNG | SAMSUNG 512MB PC2100 DDR-266MHZ REG ECC CL2.5 184-PIN DIMM | REF | 4
M378B5673FH0-CF8 |  | SAMSUNG | SAMSUNG 2GB PC3-8500 DDR3-1066MHZ NON-ECC UNBUFF CL7 240-PIN | REF | 2
M391T2953EZ3-CE6 |  | SAMSUNG | SAMSUNG 1GB PC2-5300 DDR2-667MHZ ECC UNBUFF CL5 240-PIN DIMM | REF | 1
M393A1G43EB1-CPB0Q |  | SAMSUNG | DDR4-2133MHZ/PC4-17000 WITH 8GB CAPACITY ECC RAM | REF | 8
M393A2G40DB0-CPB3Q |  | SAMSUNG | 16GB PC4-17000 DDR4-2133MHZ REGISTERED ECC CL15 288-PIN DIMM | REF | 1
M393B1K70CHD-CH9 |  | SAMSUNG | SAMSUNG 8GB 2RX4 PC3-10600R-09-10-E1-P1 ECC DIMM | REF | 8
M393B1K70CHD-YH9 |  | SAMSUNG | 8GB PC3L-10600R DDR3-1333 REGISTERED 2RX4 CL9 240 PIN 1.35V | REF | 8
M393B1K73CH0-CF8 |  | SAMSUNG | SAMSUNG 8GB PC3-8500 DDR3-1066MHZ ECC REG CL7 240-PIN DIMM | REF | 6
M393B2K70DM0-YF8 |  | SAMSUNG | SAMSUNG 16GB 4RX4 PC3L-8500R-07-11-AB1-03 ECC DIMM | REF | 58
M393B5170EH1-CF8 |  | SAMSUNG | SAMSUNG 4GB 2RX4 PC3-8500R-07-10-E1-P0 ECC DIMM | REF | 110
M393B5170EH1-CH9 |  | SAMSUNG | SAMSUNG 4GB 2RX4 PC3-10600R-09-10-E1-D2 ECC DIMM | REF | 3
M393B5170EH1-CH9Q1 |  | SAMSUNG | SAMSUNG 4GB PC3-10600R DDR3-1333 REG ECC 2RX4 CL9 240PIN | REF | 2
M393B5170FHD-CF8 |  | SAMSUNG | SAMSUNG 4GB 2RX4 PC3-8500R-07-10-E1-D2 ECC DIMM | REF | 49
M393B5173FH0-CF8 |  | SAMSUNG | SAMSUNG 4GB PC3-8500 DDR3-1066MHZ ECC REG CL7 240-PIN DIMM | REF | 6
M393B5673EH1-CF8 |  | SAMSUNG | SAMSUNG 2GB PC3-8500 DDR3-1066MHZ ECC REG CL7 240-PIN DIMM | REF | 11
M393B5673FH0-CH9Q5 |  | SAMSUNG | 2GB PC3-10600R DDR3-1333 REG ECC 2RX8 CL9 240 PIN 1.5v | REF | 3
M393B5673GB0-CH9Q8 |  | SAMSUNG | 2GB PC3-10600R DDR3-1333 REG ECC 2RX8 CL9 240 PIN 1.5v | REF | 7
M393B5673GB0-CH9Q9 |  | SAMSUNG | 2GB PC3-10600R DDR3-1333 REG ECC 2RX8 CL9 240 PIN 1.5v | REF | 8
M393B5773CH0-YH9 |  | SAMSUNG | SAMSUNG 2GB PC3-10600 DDR3-1333MHZ ECC REG CL9 240-PIN DIMM | REF | 8
M395T2953CZ4-CE60 |  | SAMSUNG | 1GB 2RX8 PC2-5300F FULLY BUFFERED ECC DDR2-667 MEMORY MODULE | REF | 2
M395T2953CZ4-CE61 |  | SAMSUNG | 1GB 2RX8 PC2-5300F FULLY BUFFERED ECC DDR2-667 MEMORY MODULE | REF | 1
M395T2953EZ4-CE65 |  | SAMSUNG | 1GB 2RX8 PC2-5300F FULLY BUFFERED ECC DDR2-667 MEMORY MODULE | REF | 4
M471B5273DH0-CH9 |  | SAMSUNG | SAMSUNG 4GB PC3-10600 DDR3-1333MHZ NON-ECC UNBUF CL9 204-PIN | REF | 1
MC034-CDMA-001 |  | LUCENT | POWER SENSOR CC:408692887 | NEW | 3
MC4LH-5 |  | SIEMENS | S66 M SERIES COVER 4X50 HINGED YL | NEW | 3
MC7520D |  | POSITRON | CONNECTOR PINS MALE 20 AWG 970 PCS | NEW | 1
MCC-S12 |  | MICROCARE | FBR OPTIC CONNECTOR CLEANING STICK | NEW | 9
MCM-B | WMUCARAKAF | INFINERA | REV D01 INFINERA MGMT AND CONTROL MODULE 800-0070-007 | REF | 2
MDX-08UXC001A | WMMVU00DRA | JDSU | 8 CHANNEL UNIVERSAL MULTIPLEXER MOD | NEW | 1
ME1B306201A142C |  | CARLING | CIRCUIT BREAKER 20A 125/32 VAC/VDC | REF | 48
ME1X004913A142C |  | CARLING | CIRCUIT BREAKER 20A 250/65 VAC/VDC | REF | 40
ME1X005229A142C |  | CARLING | CIRCUIT BREAKER 1A 250/65 VAC/VDC | REF | 3
ME1X005233A142C |  | CARLING | CIRCUIT BREAKER 15A 125/65 VAC/VDC | REF | 9
ME1X005234A142C |  | CARLING | CIRCUIT BREAKER 20A 125/32 VAC/VDC | REF | 200
ME-3400G-12CS-D | COMXF00ARA | CISCO | V02 MULTI LAYER ETHERNET ACCESS SWITCH 4 X SFP DC POWER | REF | 1
ME-C3750-24TE-M | COMEH00ARA | CISCO | V07 CISCO CATALYST 3750 ETHERNET SWITCH | REF | 1
MEDCLNT/UNCL |  | SUNMICRO | ULTRIUM UNIV CLEANING CARTRIDGE ULT 1,2,&3 DRIVES PK OF 5 | NEW | 1
MEM-MSFC2-512MB |  | CISCO | CATALYST 6000 MSFC2 512MB DRAM OPT | REF | 1
MEM-XCEF720-256M |  | CISCO | CATALYST 6500 256MB DDR XCEF720 | REF | 1
MFP-250004 |  | ADC | SPLICE/STORAGE FIBER PLUG-IN MODULE | NEW | 5
MHSA10B | PBP1E0LDAA | EMERSON | 10A DC-DC CONVERTER MOD 486800127 | REF | 7
MINI-DSX-1/WM | T1PXAVU3RA | ADC | ADC MINI FRONT CROSS CONNECT DSX MODULE | NOB | 2
MINI-DSX-1/WM | T1PXAVU3RA | ADC | ADC MINI FRONT CROSS CONNECT DSX MODULE | REF | 10
MK2001TRKB |  | TOSHIBA | TOSHIBA HDD3A01 2TB HARD DRIVE | REF | 15
MK2001TRKW |  | TOSHIBA | TOSHIBA HDD3A01 2TB HARD DRIVE | REF | 2
ML-3560DB |  | SAMSUNG | SAMSUNG OEM TONER CARTRIDGE BLACK | F/S | 10
ML-3560DB |  | SAMSUNG | SAMSUNG OEM TONER CARTRIDGE BLACK | NOB | 1
MMC-GASFP-V |  | FS | FS MINI UNMANAGED ETHERNET MEDIA CONVERTER 100957 | NOOB | 1
MOD107A/F-H88S |  | HARRIS | REMOTE TEST UNIT | REF | 1
MOD107A/FL4_11 |  | HARRIS | HARRIS REMOTE TEST UNIT | NEW | 1
MP-1040 | BAM6ML0HRA | LUCENT | 11640 GX-550 POWER SUPPLY SHELF | NOB | 10
MPA4000111-1 |  | MORENG TEL | 1 MTG PL-4" REDUCTION MOUNTING PLATE ADAPTER KIT | NEW | 10
MPA4000211-1 |  | MORENG TEL | 2 MTG PL-4" REDUCTION MOUNTING PLATE ADAPTER KIT | NEW | 4
MS225-48FP |  | CISCO | CISCO MERAKI 48 PORT ACCESS SWITCH WITH AC POWER | REF | 1
MS2LC-SLC-015FT |  | LUCENT | FIBER CABLE SM LC/LC DUPLEX 15FT | NEW | 33
MS2SCA-SCA-15FT |  | LUCENT | FIBER CBL SM LC/APC-LC/APC DPLX 15' | NEW | 9
MS2SCA-SCA-20FT |  | LUCENT | FIBER CBL SM SC/APC-SC/APC DPLX 20' | NEW | 7
MS2SC-SC-010FT |  | LUCENT | FIBER CABLE SM SC/SC DUPLEX 10FT | NEW | 5
MSC23B136D-60DS4 |  | OKI | 1,048,576 WORD X 36 BIT DRAM 72 PIN FAST PAGE MODE | REF | 4
MSR1LC-SC-200FT |  | LUCENT | FIBER CABLE SM-MC LC/SC CONN 200FT | NEW | 3
MT-00D6222 |  | MODULETEK | 40GBASE-LR4 1310KM SMF SFP | NOOB | 1
MT18HTF6472Y-40EB2 |  | MICRON | MICRON 512MB PC2-3200 DDR2-400MHZ ECC REG CL3 240-PIN DIMM | REF | 4
MT18JSF25672PDZ-1G4D1AB |  | MICRON | 2GB PC3-10600R DDR3-1333 REG ECC 2RX8 CL9 240 PIN 1.5v | REF | 1
MT18JSF25672PDZ-1G4D1DD |  | MICRON | 2GB PC3-10600R DDR3-1333 REG ECC 2RX8 CL9 240 PIN 1.5v | REF | 6
MT18JSF25672PDZ-1G4F1BA |  | MICRON | 2GB PC3-10600R DDR3-1333 REG ECC 2RX8 CL9 240 PIN 1.5v | REF | 1
MT18JSF25672PDZ-1G4F1DD |  | MICRON | 2GB PC3-10600R DDR3-1333 REG ECC 2RX8 CL9 240 PIN 1.5v | REF | 1
MT18JSF25672PDZ-1G4G1HE |  | MICRON | 2GB PC3-10600R DDR3-1333 REGISTERED ECC 2RX8 CL9 240PIN 1.5v | REF | 14
MT18LSDT1672AG-10EF7 |  | MICRON | MICRON 128MB PC100 100MHZ ECC CL2 168-PIN DIMM | REF | 2
MT18LSDT6472G-133B1 |  | MICRON | MICRON 512MB PC133R-333-542-B2 133MHZ ECC REGCL3 168PIN DIMM | REF | 2
MT18VDDT3272G-265B3 |  | MICRON | MICRON 256MB PC2100 DDR-266MHZ REG ECC CL2.5 184-PIN DIMM | REF | 1
MT36HTF51272FZ-667H1D6 |  | MICRON | MICRON 4GB PC2-5300 DDR2-667MHZ ECC BUFF CL5 240 PIN DIMM | REF | 12
MT36JSZF51272PZ-1G4F1DD |  | MICRON | MICRON 4GB 2RX4 PC3-10600R-9-10-J0 ECC DIMM | REF | 12
MT36JSZF51272PZ-1G4G1FE |  | MICRON | 4GB PC3-10600R DDR3-1333 REG ECC 2RX4 CL9 240PIN 1.5V | REF | 12
MT6402-H3C |  | MODULETEK | 40GBASE-LR4 1310NM SFP | NOOB | 2
MT9VDDT3272G-26AC0 |  | MICRON | MICRON 256MB PC2100 DDR-266MHZ ECC DIMM | REF | 8
MT-X2-10GB-LR |  | MODULETEK | SFP 10GBASE-LR 1310NM SMF TRANSCEIVER | REF | 4
MX6-TMA7R00 |  | COMMSCOPE | FIBER TERMINATION BLOCK 72 SC/UPC SINGLEMODE PUTTY RIGHT SID | NOOB | 3
MZ3S9200HMDP-000C3 |  | SAMSUNG | SAMSUNG MZ-3S9200T/0C3 200GB SLC SAS 6G/S 3.5"SSD | REF | 7
MZ7KM240HMHQ-00005 |  | SAMSUNG | MZ-7KM240N SAMSUNG 240GB SSD | REF | 1
MZ7PD128HCFV-1BW00 |  | SAMSUNG | MZ-7PD128 SAMSUNG 128GB 840 PRO SSD | REF | 34
MZ7PD256HCGM-1BW00 |  | SAMSUNG | MZ-7PD256 SAMSUNG 256GB 840 PRO SSD | REF | 1
N201-002-BL |  | TRIPPLITE | TRIPP-LITE CAT 6 PATCH CORD 2FT BLE | NEW | 2
N201-003-OR |  | TRIPPLITE | TRIPP-LITE CAT 6 PATCH CORD 3FT ORG | NEW | 2
N201-005-BL |  | TRIPPLITE | TRIPP-LITE CAT 6 PATCH CORD 5FT BLE | NEW | 10
N201-005-OR |  | TRIPPLITE | TRIPP-LITE CAT 6 PATCH CORD 5FT ORG | NEW | 2
N201-007-BL |  | TRIPPLITE | TRIPP-LITE CAT 6 PATCH CORD 7FT BLE | NEW | 9
N201-007-OR |  | TRIPPLITE | TRIPP-LITE CAT 6 PATCH CORD 7FT ORG | NEW | 2
N201-010-OR |  | TRIPPLITE | TRIPPLITE CAT 6 PATCH CORD 10FT ORG | NEW | 2
N224WO |  | B-LINE | CHANNEL NUT 1/4"-20 THREAD 1/4" THICK NUT ZINC NO SPRING | NEW | 2
N224ZN |  | B-LINE | SPRING NUT 1/4"-20 THREAD 1/4" THICK NUT ZINC MEDIUM CHANNEL | NEW | 2
N228ZN |  | B-LINE | SPRING NUT 3/8"-16 THREAD 3/8" THICK NUT ZINC MEDIUM CHANNEL | NEW | 32
N255WO |  | B-LINE | CHANNEL NUT 5/8"-11 THREAD 1/2" THICK NUT ZINC NO SPRING | NEW | 2
N255ZN |  | B-LINE | SPRING NUT 5/8"-11 THREAD 1/2" THICK NUT ZINC MEDIUM CHANNEL | NEW | 8
N3764-6303RB |  | 3M | CONN HEADER VERT 64POS 2.54MM | NEW | 8
N3793-5302RB |  | 3M | CONN HEADER R/A 10POS 2.54MM | NEW | 40
N525ZN |  | B-LINE | SPRING NUT 1/2"-13 THREAD 3/8" THICK NUT ZINC SHORT CHANNEL | NEW | 32
N528ZN |  | B-LINE | SPRING NUT 3/8"-16 THREAD 3/8" THICK NUT ZINC SHORT CHANNEL | NEW | 1
N555ZN |  | B-LINE | SPRING NUT 5/8"-11 THREAD 3/8" THICK NUT ZINC SHORT CHANNEL | NEW | 4
N5K-C5020-FAN | COUCAFPCAA | CISCO | CISCO NEXUS 5020 FAN MODULE 800-29806-02 | REF | 5
N5K-C5020P-BF | COMXG00ARC | CISCO | CISCO NEXUS 5020 GIGABIT ETHERNET CHASSIS 68-3301-06 | REF | 1
N5K-PAC-750W | COUPAEHBAA | CISCO | NEXUS 5020 PSU MOD AC 750W | REF | 2
N7K-M148GT-11 | COUIAW3CAC | CISCO | V07 NEXUS 7010 40G FABRIC LINE CARD 68-2516-15 | REF | 3
N7K-SUP1 | COUCAHLCAE | CISCO | V09 NEXUS 7010 SYS SUPERVISOR CARD 68-2805-17 | REF | 2
N7K-USB-8GB |  | CISCO | NEXUS 7K USB FLASH MEMORY 8GB | NEW | 1
N9K-X9636PQ | CMUIAJHCAA | CISCO | NEXUS9500 LINECARD 36P 40G QSFP AGG | NOB | 1
NC316BU-16/AC-R |  | MRV | MRV FIBER DRIVER CHASSIS W/ AC POWER | NEW | 1
NC316BU-16/DC-R |  | MRV | MRV FIBER DRIVER CHASSIS W/ DC POWER | NEW | 1
NCD90156/1 |  | ERICSSON | GPS RECEIVER UNIT | NOB | 2
NCMHF1T/N |  | PANDUIT | PANDUIT NETMANGER SINGLE SIDED WITH EXTENDER BRACKETS NS | NEW | 1
NCS2K-MF-8X10G-FO | WOCUA9RRAA | CISCO | CISCO MULTIPLEXER MOD 8 X LC NTWK 2 X MPO 1 X TYPE A USB | NOOB | 2
NE1X1WH6 |  | PANDUIT | SLOTTED DUCT 1X1 6FT WHITE | NEW | 8
NE-7910-2-30 |  | CONDUITPIP | CONDUIT 2" 30 DEG ELBOW EMT | NEW | 2
NE-7910-2-90 |  | CONDUITPIP | CONDUIT 2" 90 DEG ELBOW EMT | NEW | 7
NFD30234/08 |  | ERICSSON | ERICSSON OVP-ALM8 EXTERNAL ALARMS MODULE | REF | 1
NFP-S-1C |  | FILTRONIC | RADIO HEAD CC 849167895 | NOB | 5
NFS89973/5 |  | ERICSSON | ERICSSON ECM 03 05 R1C | NOOB | 1
NG3-ACCEBKT001 |  | ADC | NG3 EXTENDER BRKT KIT 7" OFF | NEW | 2
NG4-CH100000 |  | COMMSCOPE | NG4ACCESS UNIVERSAL CHASSIS, ACCESS TRAYS, FRONT DOOR | NOB | 1
NGF-ACC000033 |  | ADC | END GUARD SPACER KIT | NEW | 1
NGF-ACCCLMP08 |  | ADC | IFC/OSP CABLE CLAMP KIT | NEW | 1
NGF-TB1DRD |  | ADC | FBR TERMINAL BLK 72 POS VAM RT DWN | NOB | 1
NGF-TB1JLU7 |  | COMMSCOPE | FIBER TERMINATION BLOCK, 96 SC/UPC, SINGLE-MODE PUTTY | NOB | 1
NIPPLE-2-ZN |  | MISC | 2" ZINC PLATED STEEL THREADED NIPPLE CONDUIT JUNCTION | NEW | 5
NJ00675A2 |  | LUCENT | DUAL POWER BREAKER PANEL 30AMP | NOB | 1
NL9127RD12042-D21JIB |  | NETLIST | NETLIST 1GB PC2100 DDR-266MHZ REG ECC CL2.5 184-PIN DIMM | REF | 2
NLD127R21203F-D32KNA |  | NETLIST | NETLIST 1GB PC2-3200 DDR2-400MHZ ECC REG CL3 240-PIN DIMM | REF | 2
NLD327R23215F-D32KIA |  | NETLIST | NETLIST 256MB PC2-3200 DDR2-400MHZ ECC REG CL3 240-PIN DIMM | REF | 3
NLD327R23215F-D32KSC |  | NETLIST | NETLIST 256MB PC2-3200 DDR2-400MHZ ECC REG CL3 240-PIN DIMM | REF | 2
NO.213-R |  | BUSSMANN | BUSS REDUCERS 1/10-30AMPS 250V TO FIT 100A CLIPS | NEW | 2
NO.263 |  | BUSSMANN | BUSS REDUCERS 0-30AMPS 250V TO FIT 60A CLIPS | NEW | 3
NO.263-R |  | BUSSMANN | BUSS REDUCERS 1/10-30AMPS 250V TO FIT 60A CLIPS | NEW | 2
NON-10 |  | BUSSMANN | LOW V FUSE 10A CLASS NON 250VAC | REF | 5
NON-15 |  | BUSSMANN | LOW V FUSE 15A CLASS K5 NON 250VAC | NEW | 2
NON-15 |  | BUSSMANN | LOW V FUSE 15A CLASS K5 NON 250VAC | REF | 1
NON-30 |  | BUSSMANN | LOW V FUSE 30A CLASS K5 NON 250VAC | REF | 8
NON-50 |  | BUSSMANN | LOW V FUSE 50A CLASS K5 NON 250VAC | REF | 9
NP1200 | PBP1HS0BAB | TYCO | S1:2D 48V 1200W RECTIFIER | REF | 2
NP1200 | PBP1HS0BAD | TYCO | S1:5C 48V 1200W RECTIFIER CC109125903 | REF | 2
NPGMT1107 | PWFYASXTRA | NORANTEL | WESTELL 10X10 DUAL BUS 20A PANEL 19/23" | F/S | 89
NPGMT1107 | PWFYASXTRA | NORANTEL | WESTELL 10X10 DUAL BUS 20A PANEL 19/23" | NOB | 3
NPGMT1107 | PWFYASXTRA | NORANTEL | WESTELL 10X10 DUAL BUS 20A PANEL 19/23" | REF | 1
NPR48 |  | EATON | MODULAR RECTIFIER 19A 240V | REF | 3
NPTPA1105 | PWFYASWTRA | NORANTEL | FUSE PANEL DUAL 160A 4X4/6X6 TPA/GMT 24/48V | F/S | 1
NPTPA1105 | PWFYASWTRA | NORANTEL | FUSE PANEL DUAL 160A 4X4/6X6 TPA/GMT 24/48V | NEW | 8
NPTPA1105 | PWFYASWTRA | NORANTEL | FUSE PANEL DUAL 160A 4X4/6X6 TPA/GMT 24/48V | NOOB | 1
NS20N110BG | BAP1AFBGAA | LUCENT | PSAX-1250 -48V DC POWER SUPPLY | REF | 1
NS20N131GB | BAI5JSACAB | LUCENT | PSAX-1250/2300 LDR50 OC-3C SM AQUE | REF | 1
NS20N330BB | BAA150WGAB | LUCENT | PSAX-2300 PSAX-1250/2300 6PTDS1 IMA | REF | 1
NS20N330BC | BAA150WGAC | LUCENT | PSAX-2300 PSAX-1250/2300 6PTDS1 IMA | REF | 1
NS20N870BC |  | LUCENT | PSAX-2300 PSAX-1250/2300 BLANK | REF | 10
NS21N051BA | BAA1905GAB | LUCENT | PSAX-1250 STRATUM 3-4 MODULE | REF | 2
NS-ISG-2000-PWR-AC |  | JUNIPER | ISG-2000 AC POWER SUPPLY UNIT | REF | 1
NS-ISG-2000-SX2 |  | JUNIPER | ISG-2000 I/OMOD 2PORT MINIGBIC-SX | REF | 3
NS-WS120-40M |  | NSTAT ESD | NSTAT ESD DIPOSABLE WRIST STRAP | NEW | 1
NT0H40BC | LGF9K0NBAC | NORTEL | OM5100/5200 OCM UP TO 2.5GBPS | REF | 1
NT0H41AA | LGF8D00AAD | NORTEL | OPTERA 80 SHELF PROCESSOR | REF | 1
NT0X97CY |  | NORTEL | 1000BLX SHORT HAUL SINGLE-MODE CABLE LC CONNECTOR 85FT | NEW | 1
NT2GC64B88B0NF-CG |  | NANYA | NANYA 2GB PC3-10600 DDR3-1333MHZ NON-ECC UNBUFF CL9 240-PIN | REF | 1
NT2X90AD | ENTCN613XX | NORTEL | DMS-100 I/O TEST TRK | REF | 2
NT4K52BC | SAPQACLAAD | NORTEL | S/DMS ACC PROCESSOR | REF | 2
NT4K53AB | SAPQABSAAC | NORTEL | S/DMS ACC MAINTENANCE INTERFACE | REF | 1
NT4K53AB | SAPQABSAAB | NORTEL | S/DMS ACC MAINTENANCE INTERFACE | REF | 3
NT4K53AD | SAPQAD3AAA | NORTEL | S/DMS ACC MTCE INTFC | REF | 1
NT4K55AA | SAPQAB1AAB | NORTEL | S/DMS ACC INTERFACE LINKS | REF | 2
NT4K56AC | SAPQACMAAB | NORTEL | S/DMS ACC TRANS INTERFACE | REF | 2
NT4K69AA | SAIUF30AAB | NORTEL | S/DMS ACC 4W LINE INTERFACE | REF | 16
NT4K75AA | SAIUYP0AAA | NORTEL | S/DMS ACC TXC CARD | REF | 1
NT512T64U88A0BY-37B |  | NANYA | NANYA 512MB PC2-4200 DDR2-533MHZ NON-ECC UNBUFF CL4 240-PIN | REF | 1
NT5B44BAABE5 |  | NORTEL | BCM 4PT GATM4 ANALOG TRUNK MODULE | NEW | 1
NT6C12EE61 |  | ASTEC | HELIOS CIRCUIT BREAKER PANEL 48 V DC 1000A 23" MOUNT | REF | 1
NT6X50AB |  | NORTEL | DMS-100 SCM-100 DS1 INTERFACE | REF | 2
NT6X50AB | ENPQAGA1AA | NORTEL | DMS-100 SCM-100 DS1 INTERFACE | REF | 1
NT6X50AB | ENPQAHB1AA | NORTEL | DMS-100 SCM-100 DS1 INTERFACE | REF | 6
NT6X92BC | ENPQAY81AA | NORTEL | DMS-100 DOMESTIC UTR | REF | 3
NT7B10AADT |  | NORTEL | BCM 3.0 BCM200 PLATFORM | REF | 1
NT7E04CA | SNPQA2W2AA | NORTEL | FDN600 FDN/DS1 MAPPER | REF | 2
NT7E04EA | SNC6US0DAA | NORTEL | FDN600 DS1/VT MAPPER | REF | 2
NT7E20CD | SNPQBTC2AA | NORTEL | REV 06 NORTEL OC-12 S/DMS TRANS NDE | REF | 1
NT7E23AA | SNPQNA22AA | NORTEL | REV 21 NORTEL FDN600 MAINTENANCE INTERFACE | REF | 1
NT7E55AA | SNPQB222AA | NORTEL | R05 NORTEL FDN2400 OC48/12 FAN UNIT | REF | 3
NT7E5664 |  | NORTEL | REL 02 NORTEL CONTROL LOGIC PCB | REF | 5
NT8E13FL | SNT4LD0BAA | NORTEL | REV 02 NORTEL FDN2400 WDM TRANSMITTER OC48 | REF | 2
NT9X26AB | ENPQMMT1AB | NORTEL | DMS-100 REM TERM INTERFACE | REF | 1
NTCA11CK | LGR1EKUCAA | NORTEL | REV 02 NORTEL OPTICAL SERVICE CHANNEL CIRCUIT PACK | REF | 1
NTCA11EB | LGAPMJCAAA | NORTEL | OPTICAL AMPLIFIER CARD | REF | 2
NTCA11EC | LGAPMJBAAA | NORTEL | OPTICAL AMPLIFIER CARD | REF | 2
NTCA11NK | LGAPB6ZAAA | NORTEL | REV 02 NORTEL OPTICAL AMPLIFIER CARD | REF | 1
NTCA30CK | SNT1W29AAC | NORTEL | OC-48 STM-16 T/R SHORT REACH CARD | REF | 1
NTCA40BA | SNPYAC5FAA | NORTEL | REV 01 NORTEL OC-192 BREAKER MODULE | REF | 3
NTCA49AA | SNPQBN22AA | NORTEL | OC-192 FILLER CARD | REF | 1
NTCA61BA | SNCP380EAA | NORTEL | RTM 2.01 NORTEL NTCA53BA PEGASUS OPC-RM FLASH | REF | 1
NTCA85DA | WMPQAA5FAA | NORTEL | OPTERA LH FAN MODULE | NOB | 1
NTFP99AB |  | NORTEL | I02 MAGELLAN PASSPORT DS3/E3 SPRG | REF | 2
NTJS95AB |  | NORTEL | I02 32 PORT E1/DS1 RJ45 SPARING PNL | REF | 1
NTJT15AA | IPPQAASCAA | NORTEL | SER5500 FAN TRAY ASSEMBLY | REF | 1
NTJT16AA |  | NORTEL | SER5500 BLANK 00579-01 | REF | 4
NTJT20CA | IPC2JY0AAA | NORTEL | NORTEL SER5500 10GBPS SFC | REF | 3
NTJT29BB | IPC2MMKAAB | NORTEL | NORTEL SER5500 SSC2+4XSSM W/3DES EN | REF | 3
NTJT29CB | IPC2MMLAAB | NORTEL | NORTEL SER5500 SSC2+4XSSM NO ENCR | REF | 1
NTJT30AA | IPOLDJEBAA | NORTEL | 5500 ACCESS/TRUNK LINE CARD | REF | 2
NTJT36CA | IPI1L0EDAA | NORTEL | NORTEL SER5500 8-PORT FAST ETHERNET | REF | 2
NTK505EAE5 | WOPUAA6HAA | NORTEL | POWER INPUT CARD, FUSED | NOB | 1
NTK505FBE5 | WMOTBL5JAB | NORTEL | 5100/5200 MIC MAINTENANCE I/F CARD | F/S | 1
NTK525CFE5 | WOCUAPWMAA | NORTEL | OME 6500 OCI MXR PRNCD 4X10G MUX | NOOB | 1
NTK539UH | WOTRCPFFAA | CIENA | ACTIVFLEX 6500 100G LINE CARD | REF | 1
NTK555ABE5 | WMUCA2MAAB | NORTEL | NORTEL OM5100/5200 SP | REF | 2
NTK555ABE5 | WMUCA2MAAA | NORTEL | NORTEL OM5100/5200 SP | REF | 2
NTK583AAE6 | WOTRBV9KAA | CIENA | DWDM TUNABLE 50GHZ C-BAND XFP TRANSCEIVER MODULE | NEW | 1
NTK589GAE6 | WOTRBB1KAA | CIENA | MULTIRATE 1546.12-1548.91 50GHZ DWDM XFP FTLX4213C3C355N2 | REF | 1
NTK591NC | WOTREA5FAA | CIENA | TRCVR 125GBS 20DB CWDM 1511NM | NEW | 2
NTK605XAE5 | WOPQACEHAA | NORTEL | NORTEL OME 6500 XC FILLER MODULE | REF | 1
NTK955EM |  | CIENA | AC POWER CORD STRAIGHT IEC C15(F) / IEC C14(M) 15A/250V 1.8M | NEW | 2
NTM1011081/1 |  | ERICSSON | ET-PSW OPTO IF SINGLE RBS 3202 | NEW | 7
NTM2013729/1 |  | ERICSSON | ERICSSON CABLE WINDER BOX | NOB | 2
NTM203220/10 |  | ERICSSON | CLAMP KIT 10MM 10 PCS | NEW | 41
NTM203220/50 |  | ERICSSON | CLAMP KIT 10MM 50 PCS | NEW | 3
NTM20373/2 |  | ERICSSON | CABLE CLIP 50-PACK | NEW | 1
NTN401AA | SNI2WAP1AB | ADTRAN | S/DMS EXP OC-3 LR IF | REF | 1
NTN404MA | SOIFFY0FAD | NORTEL | EXPRS GX OC12 IC 1310NM STS12C INFC | REF | 1
NTN412AA | SNC3NC06AB | NORTEL | EXPRESS PROTECTION SWITCH CONTROLLR | REF | 2
NTN420BA | SNI2Y701AD | NORTEL | S/DMS EXPRESS EXPR TERM SHEL | REF | 1
NTN422AA | SNC7MU0DAB | NORTEL | EXPRESS NETWORK PROCESSOR | REF | 1
NTN453AB |  | NORTEL | S/DMS EXPRESS FR ACC LEX BKPLN EXT | REF | 1
NTRU6192 |  | NORTEL | DOOR MOUNTING HDWR KIT LEFT HINGED | NEW | 3
NTRX42BA | ENPQAUV1AA | NORTEL | DMS-100 15A BREAKER MODULE | REF | 2
NTRX50FD | ENCEHL0AAA | NORTEL | DMS-100 SDM S/DMS CPU P-MODULE | REF | 4
NTRX50FS | ENCEML0AAA | NORTEL | DMS-100 SDM S/DMS LAN P-MODULE | REF | 9
NTRX50GH | ENIFMU01AA | NORTEL | DMS-100 SUPERNODE DATA MANAGER | REF | 5
NTRX50GX | ENI2KM0AAA | NORTEL | DMS-100 SUPERNODE DATA MANAGER | REF | 25
NTRX50NK | SOI3760GAA | NORTEL | DMS-100 SUPERNODE DATA MANAGER | REF | 1
NTTC09EA |  | CIENA | CABLE ASSY CAT5E RJ45F TO RJ45M CYCLADES TO EIA/TIA 561 6IN | NEW | 1
NTTP01RF | IPUIAR4WAA | NORTEL | OM 5130 GBE SFP SX TRANSC LC CONN | NOB | 19
NTTP01RF | IPUIAR4WAA | NORTEL | OM 5130 GBE SFP SX TRANSC LC CONN | NOOB | 2
NTTP30CFE6 | WOTRBCAKAB | CIENA | 10GBASE-LR SFP+ 1310NM 10KM DOM TRANSCEIVER MODULE | REF | 1
NTYY99CS |  | CIENA | PACKS IN PLACE KIT S-SERIES | NEW | 1
NUT-1/2-13-G2H-ZY |  | BOLTS | HEX NUT SIZE 1/2-13 GRADE 2H ZINK YELLOW | NEW | 19
NUT-1/2-13-G2-ZY |  | BOLTS | HEX NUT SIZE 1/2-13 GRADE 2 ZINK YELLOW | NEW | 135
NUT-1/2-13-G8-ZY |  | BOLTS | HEX NUT SIZE 1/2-13 GRADE 8 ZINK YELLOW | NEW | 460
NUT-3/8-16-304-SS |  | BOLTS | HEX NUT SIZE 3/8-16 GRADE 304 STAINLESS STEEL | NEW | 158
NUT-3/8-16-G2-BO |  | BOLTS | HEX NUT SIZE 3/8-16 GRADE 2 BLACK OXIDE | NEW | 42
NUT-3/8-16-G2H-ZY |  | BOLTS | HEX NUT SIZE 3/8-16 GRADE 2H ZINK YELLOW | NEW | 104
NUT-3/8-16-G2-ZN |  | BOLTS | HEX NUT SIZE 3/8-16 GRADE 2 ZINC | NEW | 161
NUT-3/8-16-G5-BO |  | BOLTS | HEX NUT SIZE 3/8-16 GRADE 5 BLACK OXIDE | NEW | 20
NUT-5/8-11-304-SS |  | BOLTS | HEX NUT SIZE 5/8-11 GRADE 304 STAINLESS STEEL | NEW | 18
NUT-5/8-11-G2-BO |  | BOLTS | HEX NUT SIZE 5/8-11 GRADE 2 BLACK OXIDE | NEW | 48
OC192IR2-C1 | SOUIAB8FAA | ALCATEL | S1:1 1665 OC192 XFP TRNSC 109537563 | REF | 1
OC192LR2-C1 | SOUIAB9FAA | LUCENT | 1665 OC192 XFP OPTL TRCVR 109537555 | REF | 2
OC3IR1-I1 | SOOJBDECAA | LUCENT | 1665 OC3 IR1 10-1966-01 109453894 | NEW | 2
OC3IR1-I1 | SOOJBDECAA | LUCENT | 1665 OC3 IR1 10-1966-01 109453894 | REF | 7
OEMR XL R220 |  | DELL | DELL KEMP LM-4000 OEMR XL R220 1U RACKMOUNT SERVER | REF | 1
OLP-82 |  | JDSU | SMARTCLASS FIBER POWER METER & MICROSCOPE KIT | USED | 1
OLS4-20-0001PR |  | AFL | AFL NOYES OLS4 UCI OPTICAL LASER SOURCE WITH WAVE ID | NEW | 1
OMK-36V2 |  | VIAVI | VIAVI OPTICAL TEST KIT SM+MM W/ OLP-35V2 AND OLS-36V2 | NEW | 1
OMK-38V2 |  | VIAVI | SMARTPOCKET V2 SINGLE MODE TEST KIT W/ OLS-35V2 AND OLP-38V2 | NEW | 1
ONS-CFP2-WDM2 | WOTREX9BAA | CISCO | 100G-200G 16QAM CFP2 OPTIC/WDM TUNABLE 10-3541-01 | NOOB | 1
ONS-QSFP28-LR4 | WOTRD4WBAA | CISCO | CISCO 100GBASE LR4 QSFP TRANSCEIVER 10-3204-01 | F/S | 4
ONS-SC+-10G-LR | WOTRCH1BAA | CISCO | CISCO SFP+10GBE/10.3GBPS 1310 NM SM LR 10-2618-01 | NEW | 1
ONS-SC+-10G-LR-US |  | USCRITICAL | US CRITICAL SFP 10GBASE LR SFP+ SMF 1310NM 10KM LC | REF | 2
ONS-SE-ZE-EL | WMOTCSJAAA | CISCO | CISCO SFP 10/100/1000BASE-T RJ45 V02 EXT-TEMP 10-2351-02 | NEW | 14
ONS-SE-ZE-EL | WMOTCSJAAA | CISCO | CISCO SFP 10/100/1000BASE-T RJ45 V02 EXT-TEMP 10-2351-02 | REF | 22
ONS-SI-2G-S1 | WMOTCMUAAA | CISCO | SFP OC48SR/STM16 10-1992-02 | REF | 2
OR-802022434 |  | ORTRONICS | DATAKIT 16 PR PTCH PANEL | REF | 1
OS6850EU24XD |  | ALCATEL | OS6850E-U24X PS120W-DC-B BUNDLE | NOB | 1
OS8-GNI-U8 |  | ALCATEL | OS8800 8-PORT 1000BX UNIVERSAL SW M | NOB | 3
OS9600/OS9700-CMM |  | ALCATEL | CHASSIS MANAGEMENT MODULE | REF | 8
OS9700 |  | ALCATEL | OMNISWITCH 9700 CHASSIS WITH FAN | REF | 2
OS9-GNI-C24 |  | ALCATEL | OS9000 24-PORT RJ-45 SWITCH MODULE | REF | 4
OS9-XNI-U2 |  | ALCATEL | 2PT UNPOPULATED 10GETH XFP NI | REF | 9
OTD026 |  | ACBEL | ACBEL PDU 30A (24) C13 (2) C19 PLUGS | REF | 6
OXM-X10 | WOCUAX8NAB | INFINERA | REV B01 INFINERA OTN SWITCH MODULE 800-0642-001 | REF | 10
P.8596.02 |  | FLEXOPTIX | 10G SFP+ SR MM 850 NM 300M LC | NEW | 20
P004-002 |  | TRIPPLITE | POWER EXTENSION CORD C13/C14 100-250V 10A 2FT | NEW | 2
P004-004 |  | TRIPPLITE | POWER EXTENSION CORD C13/C14 100-250V 10A 4FT | NEW | 2
P004-006 |  | TRIPPLITE | PDU POWER CORD, C13 TO C14 - 10A, 250V, 18 AWG, 6 FT | NEW | 1
P005-010 |  | TRIPPLITE | HEAVY-DUTY PDU POWER CORD C13 TO C14 15A 14 AWG 10FT | NEW | 2
P1012S |  | UNISTRUT | 5/8" CHANNEL NUT WITH SPRING | NEW | 164
P1111EG |  | UNISTRUT | PIPE CLAMPS 1/2" RIGID STEEL CNDUIT | NEW | 23
P1118EG |  | UNISTRUT | 2-1/2" PIPE CLAMP FOR RIGID STEEL CONDUIT ELECTRO-GALVANIZED | NEW | 1
P1119EG |  | UNISTRUT | UNISTRUT 3" PIPE CLAMP FOR RIGID STEEL CONDUIT | NEW | 20
P1212EG |  | UNISTRUT | 3/4" PIPE CLAMP FOR RIGID STEEL CONDUIT ELECTRO-GALVANIZED | NEW | 2
P1217EG |  | UNISTRUT | UNISTRUT 2" PIPE CLAMP FOR RIGID STEEL CONDUIT | NEW | 23
P2072 |  | UNISTRUT | 1-5/8 INCH POST BASE | NEW | 8
P25PP25L3G |  | CABLE | DS1 CBL 25PR CAT3 MALE/MALE 25FT | NEW | 1
P3-2061 |  | SCS | ANTI STATIC WRIST STRAP 10FT | NEW | 5
P62F-NOF |  | GARRETCOM | MAGNUM ETHERNET SWITCH 408809705 | NOB | 22
P65-15-XLH-RR |  | POWERWAVE | DUAL BROADBAND ANTENNA | NEW | 18
P92885 |  | COMMSCOPE | BRACE ROD ARM 1.8M | NEW | 1
PA2607.271NLT |  | PULSE | SMT PWR BEAD COIN-600-376 QTY 400 | NEW | 158
PA2891.261HLT |  | PULSE | SMT PWR BEAD COIN-600-061 QTY 400 | NEW | 234
PAC-1K2WA-F |  | HUAWEI | HUAWEI 1200 W AC & 240 V DC POWER SWITCHING MODULE | REF | 2
PAC-600WA-F |  | HUAWEI | HUAWEI 600W SWITCHING POWER SUPPLY | REF | 6
PANCAP-.25-12-24-ZY |  | BOLTS | PAN CAP BOLT .25 INCH 12-24 THREAD ZINC YELLOW | NEW | 1150
PANCAP-.5-3/8-16-304-SS |  | BOLTS | PAN CAP BOLT .5 INCH 3/8-16 THREAD GRADE 304 STAINLESS STE | NEW | 24
PANCAP-.75-3/8-16-304-SS |  | BOLTS | PAN CAP BOLT .75 INCH 3/8-16 THREAD GRADE 304 STAINLESS STE | NEW | 20
PANCAP-1-3/8-16-304-SS |  | BOLTS | PAN CAP BOLT 1 INCH 3/8-16 THREAD GRADE 304 STAINLESS STE | NEW | 60
PB-1CHOC12SMIR-QPP | IP5ITBFHAA | JUNIPER | M160/40E CHNZD OC12 | REF | 12
PB-1CHOC3-SMIR-QPP-B | IPUIAMEMAB | JUNIPER | 1-PORT CHANNELIZED OC3 | REF | 1
PB-1GE-SFP | IPUIADLMAA | JUNIPER | GBE PHYSICAL INTFC CD | REF | 8
PB-1GE-SX-B | IPI4JDDBAA | JUNIPER | M160 GB ETHNT SX PIC | REF | 2
PB-MS-100-1-B | IPUIA6YMTA | JUNIPER | MULTI-SVCS100 T640 PHYS INTFC CARD | REF | 2
PC2CL6 |  | PANDUIT | DUCT COVER 2" W 6' L CLEAR | NEW | 6
PC4CL6 |  | PANDUIT | DUCT COVER 4" W 6' L CLEAR | NEW | 19
PC-4OC3-SON-SMIR | IP02DKEBAA | JUNIPER | JUNIPER STM-1/OC3 SONET SMF-1R MODULE | REF | 1
P-CFM-K |  | SITEPRO1 | SADDLE BRAKET KIT TOP | NEW | 4
P-CFS-K |  | SITEPRO1 | SADDLE BRACKET KIT BOTTOM | NEW | 4
PCH-BBXB-030 |  | ADC | 30 FT RG59 PATCH CABLE BNC TO BNC | NEW | 5
PCH-BMXB-003 |  | ADC | 3FT (.915 M) COAX CONV PATCH CORD | REF | 2
PCU-KIT-4-US |  | AMPHENOL | PORTABLE CONTROL UNIT KIT WITH USB DATA CABLE, 24V POWER SUP | NOB | 2
PD100-TXLE-110 |  | HUAWEI | 100G-10*10-1550NM-10KM-SM-CFP | REF | 1
PDU40TDUAL |  | TRIPPLITE | TRIPP PDU (40) NEMA 5-15/20R OUT; NEMA L5-20P/5-20P IN | REF | 1
PDUMH20HV |  | TRIPPLITE | PDU 208/230V 8-C13 & 2-C19 L6-20P 12FT CORD 1U RACK MOUNT | REF | 1
PDUMH20NET |  | TRIPPLITE | TRIPP 1U PDU 120V (16 5-15/20R) L-520P/5-20P RACK MOUNT | REF | 3
PDUMV20HV |  | TRIPPLITE | TRIPP LITE METERED PDU 20A 38 OUTLETS (6-C19 & 32-C13) 200-2 | REF | 6
PDUMV20NET |  | TRIPPLITE | TRIPP PDU 120V (24 5-15/20R) L5-20P/5-20P 0U 10FT CORD | NOOB | 1
PDUMV30HV |  | TRIPPLITE | PDU 208/240V OUTLETS 6-C19 & 24-C13 L6-30P 10FT CORD | REF | 2
PDUV20 |  | TRIPPLITE | TRIPP-LITE 1.9KW SINGLE PHASE 120V VERTICAL PDU 15FT CORD | NOB | 4
PDUV20 |  | TRIPPLITE | TRIPP-LITE 1.9KW SINGLE PHASE 120V VERTICAL PDU 15FT CORD | REF | 4
PE-1GE-SX-B | IPI2AAWAAA | JUNIPER | M5/M10 GBE SX CCC 750-003163 | REF | 1
PEM-20A-AC+ | IPP1B0MAAA | CISCO | CISCO POWER ENTRY MODULE 1400W AC P/S FOR CISCO7603 | REF | 2
PF51514C13120DS |  | POWERFIG | POWER CRD 10FT NEMA 5-15 TO IEC320 C13 15A/125V 14/3 SJT BLK | REF | 2
PF51514C13196DS |  | POWERFIG | POWER CORD 8FT NEMA 5-15 TO IEC320 C13 15A/125V 14/3 SJT BLK | NEW | 1
PF51514C1372DS |  | POWERFIG | POWER CRD 6FT NEMA 5-15 TO IEC320 C13 15A/125V 14/3 SJT BLK | NEW | 1
PF51514C1372DS |  | POWERFIG | POWER CRD 6FT NEMA 5-15 TO IEC320 C13 15A/125V 14/3 SJT BLK | REF | 3
PF51518C13120HS |  | POWERFIG | POWER CRD 10FT NEMA 5-15 TO IEC320 C13 10A/125V 18/3 SJT BLK | NEW | 3
PF51518C13120HS |  | POWERFIG | POWER CRD 10FT NEMA 5-15 TO IEC320 C13 10A/125V 18/3 SJT BLK | REF | 19
PF51518C1318HS |  | POWERFIG | POWER CORD 1.5FT NEMA 5-15 TO IEC320 C13 10A/125V 18/3 BLK | NEW | 5
PF51518C1324HS |  | POWERFIG | POWER CORD 2FT NEMA 5-15 TO IEC320 C13 10A/125V 18/3 SJT BLK | NEW | 8
PF51518C1348HS |  | POWERFIG | POWER CRD 4FT NEMA 5-15 TO IEC320 C13 10A/125V 18/3 SJT BLK | NEW | 1
PF51518C1360HS |  | POWERFIG | POWER CORD 5FT NEMA 5-15 TO IEC320 C13 10A/125V 18/3 SJT BLK | NEW | 4
PF51518C1372HS |  | POWERFIG | POWER CRD 6FT NEMA 5-15 TO IEC320 C13 10A/125V 18/3 SJT BLK | NEW | 29
PF51518C1372HS |  | POWERFIG | POWER CRD 6FT NEMA 5-15 TO IEC320 C13 10A/125V 18/3 SJT BLK | REF | 31
PF51518C1384HS |  | POWERFIG | POWER CORD 7FT NEMA 5-15 TO IEC320 C13 10A/125V 18/3 SJT BLK | NEW | 4
PF51518C1396HS |  | POWERFIG | POWER CORD 8FT NEMA 5-15 TO IEC320 C13 10A/125V 18/3 SJT BLK | NEW | 1
PF51518C13T96 |  | POWERFIG | POWER CORD 8FT NEMA 5-15 TO C13 90 LEFT 15A/125V 14/3 BLK | NEW | 1
PFC14.75/18EVL48SVT |  | POWERFIG | POWER CORD V-LOCK C14 TO C13 4FT 10A/250V 18/3 SJT BLK | NEW | 4
PFC1414C19120 |  | POWERFIG | POWER CORD IEC320 C14 TO C19 CONN 10FT 15A/250V 14/3 SJT BLK | REF | 2
PFC1414E36 |  | POWERFIG | POWER CORD IEC320 C14 TO C13 CONN 3FT 15A/250V 14/3 SJT BLK | REF | 1
PFC1416C1972 |  | POWERFIG | POWER CORD IEC320 C14 TO C19 CONN 6FT 10A/250V 16/3 SJT BLK | NEW | 1
PFC1416E144 |  | POWERFIG | POWER CORD IEC320 C14 TO C13 CONN 12FT 13A/ 250V16/3 SJT BLK | REF | 1
PFC1416E180 |  | POWERFIG | POWER CORD IEC320 C14 TO C13 CONN 15FT 13A/250V 16/3 SJT BLK | REF | 2
PFC1416E36 |  | POWERFIG | POWER CORD IEC320 C14 TO C13 CONN 3FT 13A/ 250V 16/3 SJT BLK | REF | 4
PFC1416E72 |  | POWERFIG | POWER CORD IEC320 C14 TO C13 CONN 6FT 13A/ 250V 16/3 SJT BLK | NEW | 1
PFC1418E108 |  | POWERFIG | POWER CORD IEC320 C14 TO C13 CONN 9FT 10A/250V 18/3 SJT BLK | NEW | 1
PFC1418E12 |  | POWERFIG | POWER CORD IEC320 C14 TO C13 CONN 1FT 10A/250V 18/3 SJT BLK | REF | 1
PFC1418E24 |  | POWERFIG | POWER CORD IEC320 C14 TO C13 CONN 2FT 10A/250V 18/3 SJT BLK | NEW | 1
PFC1418E36 |  | POWERFIG | POWER CORD IEC320 C14 TO C13 CONN 3FT 10A/250V 18/3 SJT BLK | NEW | 13
PFC1418E36 |  | POWERFIG | POWER CORD IEC320 C14 TO C13 CONN 3FT 10A/250V 18/3 SJT BLK | REF | 226
PFC1418E48 |  | POWERFIG | POWER CORD IEC320 C14 TO C13 CONN 4FT 10A/250V 18/3 SJT BLK | NEW | 1
PFC1418E48 |  | POWERFIG | POWER CORD IEC320 C14 TO C13 CONN 4FT 10A/250V 18/3 SJT BLK | REF | 149
PFC1418E60 |  | POWERFIG | POWER CORD IEC320 C14 TO C13 CONN 5FT 10A/250V 18/3 SJT BLK | REF | 9
PFC1418E72 |  | POWERFIG | POWER CORD IEC320 C14 TO C13 CONN 6FT 10A/250V 18/3 SJT BLK | REF | 133
PFC1418E84 |  | POWERFIG | POWER CORD IEC320 C14 TO C13 CONN 7FT 10A/250V 18/3 SJT BLK | REF | 1
PFC1418E96 |  | POWERFIG | POWER CORD IEC320 C14 TO C13 CONN 8FT 10A/250V 18/3 SJT BLK | NEW | 3
PFC14T18E144 |  | POWERFIG | POWER CORD 12FT IEC320 C14 LEFT TO C13 10A/250V 18/3 SJT BLK | REF | 2
PFC14T18E72 |  | POWERFIG | POWER CORD 6FT IEC320 C14 LEFT TO C13 10A/250V 18/3 SJT BLK | REF | 2
PFC2012E120 |  | POWERFIG | POWER CORD IEC320 C20 TO C19 CONN 10FT 20A/250V 12/3 SJT BLK | REF | 2
PFC2012E30 |  | POWERFIG | POWER CORD IEC320 C20 TO C19 CONN 2.5FT 20A/250V 12/3 SJT BL | REF | 1
PFC2012E72 |  | POWERFIG | POWER CORD IEC320 C20 TO C19 CONN 6FT 20A/250V 12/3 SJT BLK | REF | 1
PFC2012E96 |  | POWERFIG | POWER CORD IEC320 C20 TO C19 CONN 8FT 20A/250V 12/3 SJT BLK | NEW | 10
PFC2012E96R |  | POWERFIG | POWER CORD IEC60320 C20 /C19 CONN 8FT 20A/250V 12/3 SJT RED | REF | 1
PFC2014C1336 |  | POWERFIG | POWER CORD IEC320 C20 TO C13 CONN 3FT 15A/250V 14/3 SJT BLK | REF | 2
PFC2014C1372 |  | POWERFIG | POWER CORD IEC320 C20 TO C13 CONN 6FT 15A/250V 14/3 SJT BLK | REF | 3
PFC2014E120 |  | POWERFIG | POWER CORD IEC320 C20 TO C19 CONN 10FT 16A/250V 14/3 SJT BLK | REF | 6
PFC2014E192 |  | POWERFIG | POWER CORD IEC320 C20 TO C19 CONN 16FT 16A/250V 14/3 SJT BLK | REF | 1
PFC2014E72 |  | POWERFIG | POWER CORD IEC320 C20 TO C19 CONN 6FT 16A/250V 14/3 SJT BLK | NEW | 1
PFC2014E72 |  | POWERFIG | POWER CORD IEC320 C20 TO C19 CONN 6FT 16A/250V 14/3 SJT BLK | REF | 11
PFC2014E96C |  | POWERFIG | POWER CORD IEC320 C20 TO C19 CONN 8FT 16A/250V 14/3 SJT BLUE | REF | 1
PFC2016C1372 |  | POWERFIG | POWER CORD 6FT IEC320 C20 TO C13 13A/250V 16/3 BLK | NEW | 3
PFC2016C1396 |  | POWERFIG | POWER CORD 8FT IEC320 C20 TO C13 13A/250V 16/3 BLK | REF | 4
PFC2016E60 |  | POWERFIG | POWER CORD IEC60320 C20 TOC19 CONN 5FT 16A/250V 16/3 SJT BLK | REF | 8
PFC500-1048FS227 |  | POWER-ONE | POWER SUPPLY 85-264VAC 36-75VDC | NEW | 47
PFGC-PD4E-C |  | ADC | PLENUM 45 DEGREE DOWN ELBOW COVER | NEW | 2
PFGC-PU4E-C |  | ADC | PLENUM 45 DEGREE UP ELBOW COVER | NEW | 2
PFGF-PD4E-C |  | ADC | PLENUM 45 DEGREE DOWN ELBOW | NEW | 2
PFGF-PU4E-C |  | ADC | PLENUM 45 DEGREE UP ELBOW | NEW | 2
PFL63012C21168 |  | POWERFIG | POWER CORD 14FT NEMA L6-30 TO IEC320 C21 20A/250V 12/3 BLK | REF | 2
PFU525 |  | LUCENT | AMAS POWER FILTER UNIT | NOB | 56
PG2W-024-200-03 |  | ALCATEL | MODCELL UPGRADE FAN CC: 849164082 | F/S | 22
PIX-515E | CNM7M3PBRA | CISCO | CISCO PIX-515E CHASSIS 800-20316-01 | REF | 1
PIX-525 | CNM7DW0BRB | CISCO | CISCO SECURITY APPLIANCE 68-1098-02 | REF | 1
PL701U-K30 |  | ABB | ABB 30 AMP CIRCUIT BREAKER | REF | 3
PL702U-K20 |  | ABB | ABB 20 AMP CIRCUIT BREAKER 2 POLE | REF | 1
PL702U-K30 |  | ABB | ABB 30 AMP CIRCUIT BREAKER 2 POLE | REF | 7
PL703U-K30 |  | ABB | ABB 30 AMP CIRCUIT BREAKER 3 POLE | REF | 10
PLG-MW-RED-100 |  | TELECT | PLUG DS3 MINI-WECO RED 100-PACK | REF | 28
PLRXXL-SC-S43-59 |  | FOUNDRYNET | SFP 10G-XFP-SR 850 NM TRANSCEIVER MODULE | REF | 4
PL-XXL-SC-S45-59 |  | FOUNDRYNET | SFP 10G-XFP-SR TRANSCEIVER MODULE | REF | 2
PN3W9 |  | DELL | DELL POWEREDGE R720 SERVER FAN TRAY ASSEMBLY W/ 6 FANS | REF | 6
POWEREDGE R210 |  | DELL | DELL POWEREDGE R210 1U RACKMOUNT SERVER | REF | 3
POWEREDGE R410 |  | DELL | DELL POWEREDGE R410 1U RACKMOUNT SERVER | REF | 26
POWEREDGE R610 |  | DELL | DELL POWEREDGE R610 1U RACKMOUNT SERVER | REF | 13
POWEREDGE R710 |  | DELL | DELL POWEREDGE R710 2U RACKMOUNT SERVER | REF | 12
POWERVAULT 220S |  | DELL | DELL POWERVAULT 220S 3U SCSI ARRAY | REF | 1
PP-48-735BNC-19 |  | MISC | 48 PORT 735 BNC PATCH PANEL 19" 2RU | NEW | 6
PS1100AS1/2EG |  | POWERSTRUT | 1/2" PIPE CLAMP STEEL ELECTRO-GALVANIZED | NEW | 2
PS-2751-5Q |  | LITEON | LITEON 750W POWER SUPPLY | REF | 3
PS-5032-2V3 |  | LITEON | LITE-ON 300W POWER SUPPLY | REF | 2
PT7320-51-1TP+ |  | NEO | LC SFP 1.25G 1310NM SMF 10KM | REF | 1
PTD600 |  | BROTHER | BROTHER PC-CONNECTABLE LABEL MAKER WITH COLOR DISPLAY | REF | 1
PTF-2.5-DG |  | TURNKEY | OFNR LADDER RACK TURNDOWN SUPPORT | NEW | 1
PTF-7X8-DG |  | TURNKEY | OFNR LADDER RACK TURNDOWN SUPPORT | NEW | 1
PTL-101-483 |  | BRADY | TLS 2200/TLS-PC LINK LABEL .25"X50' | NEW | 2
PTL-17-483 |  | BRADY | TLS 2000/TLS PC LINK LABEL .5"X1" | NEW | 11
PTL-20-483 |  | BRADY | TLS 2200/TLS PC LINK LABEL 1"X2" | NEW | 2
PTL-33-427 |  | BRADY | 4"H X 1.5"W TLS220 TLS-PC LINK LABEL ROLL | NEW | 1
PTL-42-430 |  | BRADY | TLS 2200/TLS-PC LINK LABELS 1'X50' | NEW | 1
PTL-62-483 |  | BRADY | BRADY Y4136709 19.05MM X 101.60MM X 0.750"X 4" | NEW | 1
PTL-64-427 |  | BRADY | 3.375"H x 1"W TLS2200 TLS-PC LINK LABEL | NEW | 5
PTLFP-01-425 |  | BRADY | 0.788"H X 1.18" W TLS 2200 TLS-PC LINK LABEL ROLL | NEW | 7
PVDM3-192 |  | CISCO | 192-CHANNEL VOICE & VIDEO DSP MOD | REF | 1
PVDM3-64 |  | CISCO | 64-CHANNEL VOICE & VIDEO DSP MODULE | REF | 15
PW-100L3-06 |  | POWERCORD | C14 TO C13 LEFT 18AWG SJT POWER CABLE 6FT | NEW | 2
PW-100L3-12 |  | POWERCORD | C14 TO C13 LEFT 18AWG SJT POWER CABLE 12FT | NEW | 7
PW-105L3-12 |  | POWERCORD | 5-15P TO C12 LEFT 18AWG SJT POWER CORD 12FT | NEW | 1
PWR-1400-AC | IPP1FJLAAA | CISCO | CISCO CATALYST 1400W AC POWER SUPPLY FOR 7603 | REF | 1
PWR-1400-AC | IPP1FJ6AAA | CISCO | CISCO CATALYST 1400W AC POWER SUPPLY FOR 7603 | REF | 1
PWR-2700-AC | IPUPABRAAA | CISCO | V02 CISCO 7600 AC POWER SUPPLY, 2700W 341-0032-02 | REF | 1
PWR-2911-AC |  | CISCO | CISCO EMERSON 2911 190W POWER SUPPLY 341-0235-07 | REF | 1
PWR-2921-51 |  | CISCO | CISCO DCJ2902-01P 290W 50/60 Hz AC PW SUP 341-0226-03 | REF | 1
PWR-400W-AC | COUPADYBAA | CISCO | 400W AC POWER SUPP FOR ME6524 | REF | 1
PWR-C2-250WAC | IPUPANAAAA | CISCO | V02 CISCO 250W AC POWER SUPPLY UNIT 341-0530-02 | NEW | 1
PWR-C2-250WAC | IPUPANAAAA | CISCO | V02 CISCO 250W AC POWER SUPPLY UNIT 341-0530-02 | REF | 8
PWR-C49E-300AC-F | IPUPAGZAAA | 10GTEK | CISCO CATALYST 4503 AC POWER SUPPLY 341-0419-01 | REF | 4
PWR-MX480-2520-AC-S-F | COUPAGLEAD | JUNIPER | 740-063046 AC POWER SUPPLY 2520W | NOB | 1
PWR-MX960-DC-S-E | COUPAEDEAA | JUNIPER | MX960 -48V DC POWER SUPPLY | NEW | 3
PWR-MX960-DC-S-E | COUPAEDEAA | JUNIPER | MX960 -48V DC POWER SUPPLY | REF | 4
PWX-031RGCSD10PWDP |  | ADC | GMT DF 10/10 100A -24V / 48V 15A MX | NOB | 3
PWX-041RCA4G4YSPWP | PWFYANM3AA | ADC | FUSE PNL 100A 4/4 TPA/GMT 24/48 VDC | NEW | 2
PWX-041RCK4G4YSPWP |  | ADC | FUSE PNL DF 100A 24/48V 4KLM/4GMT | REF | 1
PWX-F41RDA4XXYSPHP | PWFYASE3RA | TE | FUSE PANEL 300A 4/4 TPA 2RU 23" | NOB | 13
PWX-RC |  | ADC | PWX A&B POWER INPUT COVER | NEW | 71
PWX-X41R4A4XXYSPHP | PWFYAPB3AA | ADC | PW FS PNL 2/2 TPA 100A DF -48V | NOOB | 1
PX2510401-61 |  | QLOGIC | QLE2462-DELL PX2510401-61 E DUAL-PORT 4GB/S FIBRE PCI CARD | REF | 2
Q-4SPC03 |  | FS | 10FT 40G QSFP+ TO 4X10G SFP+ PASSIVE DIRECT ATTACH CABLE | NEW | 2
QFF1A |  | NORTEL | 1.33 AMP 48V FUSE - WHITE A0205202 | NOOB | 20
QFF1B |  | NORTEL | 2 AMP 48V FUSE - ORANGE A0205203 | NOOB | 20
QFF1C |  | NORTEL | 3 AMP 48V FUSE - BLUE A0205204 | NOOB | 20
QFF1D |  | NORTEL | 5 AMP 48V FUSE - GREEN A0205205 | NOOB | 20
QFF3A |  | NORTEL | NORTEL PANEL FUSE BLANK A0205210 | NOOB | 5
QOB1205237 |  | SQUARE D | MINI CIRCUIT BREAKER QO 20A 2 POLE 120/240VAC 10KA BOLT ON | REF | 6
QOB1305237 |  | SQUARE D | MINI CIRCUIT BREAKER QO 30A 2 POLE 120/240VAC 10KA BOLT ON | REF | 6
QOB2205237 |  | SQUARE D | MINI CIRCUIT BREAKER QO 20A 2 POLE 120/240VAC 10KA BOLT ON | REF | 2
QOB230VH |  | SQUARE D | MINI CIRCUIT BREAKER QO 30A 2 POLE 240VAC 22KA BOLT ON | REF | 7
QOB3100VH |  | SQUARE D | MINI CIRCUIT BREAKER QO 100A 3 POLE 120/240VAC 22KA BOLT ON | NOB | 2
QOB3100VH |  | SQUARE D | MINI CIRCUIT BREAKER QO 100A 3 POLE 120/240VAC 22KA BOLT ON | REF | 1
QSFP28-LR4-100G |  | FS | CISCO COMP 100GBSE-LR4 1310NM 10KM OPTICAL TRANSCEIVER MODUL | NOOB | 2
QSFP28-SR4-100G |  | FIBERSTORE | SFP 100GBASE-SR4 QSFP28 850 NM 100M DOM OPT TRANSC MODULE | NEW | 9
QSFP28-SR4-100G |  | FIBERSTORE | SFP 100GBASE-SR4 QSFP28 850 NM 100M DOM OPT TRANSC MODULE | REF | 18
QSFP-SR4-40G |  | FS | SFP 40G QSFP+ 850NM 150M | NEW | 1
QW1102-D3K |  | MORENG TEL | FIBER STORAGE PANEL RETAINER KIT GRAY | NEW | 1
QW711 |  | MORENG TEL | SPL MTG BRKT KIT OF 3 GRAY | NEW | 2
QW721K3 |  | MORENG TEL | SPL MTG BRKT KIT OF 3 GRAY | NEW | 1
R0112569 |  | NORTEL | TUBING SPIRAL WRAP WHITE 1/2" FLAME RETARDANT 10 FT | NEW | 1
R0118003 |  | NORTEL | CARLON1 RISRGUARD SPLT INNR DUCT 3M | NEW | 1
R2-23-124 |  | MORENG TEL | 23"X4" CABLE BRACKET FOR REAR OF RACK BAYS | NEW | 4
R2-7310-1K |  | MORENG TEL | 10.0" CABLE BRACKET FOR REAR OF RACK BAY GREY | NEW | 4
R2-732-1K |  | MORENG TEL | 2.0" CABLE BRACKET FOR REAR OF RACK BAY GREY | NEW | 13
R2-733-1K |  | MORENG TEL | 3.0" CABLE BRACKET FOR REAR OF RACK BAY GREY | NEW | 27
R2-734-1K |  | MORENG TEL | 4.0" CABLE BRACKET FOR REAR OF RACK BAY GREY | NEW | 4
R2-735-1K |  | MORENG TEL | 5.0" CABLE BRACKET FOR REAR OF RACK BAY GREY | NEW | 7
R2-736-1K |  | MORENG TEL | 6.0" CABLE BRACKET FOR REAR OF RACK BAY GREY | NEW | 4
R4310 |  | BRADY | 2"W X 75'L TLS2200/TLS PC LINK PORTABLE THERMAL RIBBON | NEW | 1
R514ADK |  | CENTRAL ST | END GRD EXT KIT 5" SPC AD | NEW | 1
R6010 |  | BRADY | 2"W X 75'L TLS2200/TLS PC LINK PORTABLE THERMAL RIBBON | NEW | 15
R6210 |  | BRADY | 2"W X 75'L TLS2200/TLS PC LINK PORTABLE THERMAL RIBBON | NEW | 17
R7-400-1K |  | MORENG TEL | 3 3/20" NETWORK BAYS END GUARD BRACE KITS ADJUSTABLE GRAY | NEW | 12
R7-405-1K |  | MORENG TEL | 5"X8 3/20" NETWORK BAYS END GUARD BRACE KITS ADJUSTABLE GRAY | NEW | 13
R8-306-1K2 |  | MORENG TEL | 1 3/4"X2" NETWORK BAY JUNCTION PLATE KIT OF 2 GRAY | NEW | 3
R8-306-1K3 |  | MORENG TEL | 1 3/4"X2" NETWORK BAY JUNCTION PLATE KIT OF 3 GRAY | NEW | 16
R8AB05-1 |  | MORENG TEL | 4.94" NETWORK BAY BLANK POWER STRIP GRAY | NEW | 46
R8AB10-1 |  | MORENG TEL | 9.94" NETWORK BAY BLANK POWER STRIP GRAY | NEW | 1
R8AB20-1 |  | MORENG TEL | 25.94" NETWORK BAY BLANK POWER STRIP GRAY | NOOB | 2
R8AC20Q-1 |  | MORENG TEL | 25.94" NETWORK BAY POWER STRIP GRAY | NEW | 3
R8ER04-1 |  | MORENG TEL | 4" NETWORK/ UEF BAYS GD RL CORNERS GRAY | NEW | 1
R8ER06-1 |  | MORENG TEL | 6" NETWORK/ UEF BAYS GD RL CORNERS GRAY | NEW | 1
R8ER07-1 |  | MORENG TEL | 7" NETWORK/ UEF BAYS GD RL CORNERS GRAY | NEW | 5
R8GA1-1 |  | MORENG TEL | 1" NETWORK BAYS GUARD RAIL TRANSITION KIT GRAY | NEW | 1
R8GA2-1 |  | MORENG TEL | 2" NETWORK BAYS GUARD RAIL TRANSITION KIT GRAY | NEW | 1
R8GA3-1 |  | MORENG TEL | 3" NETWORK BAYS GUARD RAIL TRANSITION KIT GRAY | NEW | 1
R8GX051-1 |  | MORENG TEL | 1"X4.94" GUARD RAIL EXTENSIONS FRONT OR REAR FOR ALL UEF BAY | NEW | 1
R8GX052-1 |  | MORENG TEL | 2"X4.94" GUARD RAIL EXTENSIONS FRONT OR REAR FOR ALL UEF BAY | NEW | 1
R8GX231-1 |  | MORENG TEL | 1"X 25.94" GUARD RAIL EXTENSIONS FRONT OR REAR FOR UEF BAYS | NEW | 1
R8GX232-1 |  | MORENG TEL | 2"X 25.94" GUARD RAIL EXTENSIONS FRONT OR REAR FOR UEF BAYS | NEW | 2
RAC-7B0297 |  | ADC | END GUARD 7'X15'' NB | NOB | 1
RACK-2-1995HP-1 |  | MINI CIR | CC:409122116 POWER SPLITTER | NEW | 54
RACK-3-1995HP-1 |  | MINI CIR | CC:409122074 HIGH POWER COMBINER | NEW | 398
RACY033 |  | COMMSCOPE | 3/8" EXPANSION ANCHOR KIT WITH BOLTS AND PLATES FMH2946 | NEW | 2
RA-EIA-4RU-12/24-P |  | MISC | RACK ADAPTER EIA SPACING 4RU 12/24 MTG HOLES PUTTY | REF | 4
RA-UNIV-10RU-12/24-B |  | MISC | RACK ADAPTER UNIVERSAL SPACING 10RU 12/24 MTG HOLES BLACK | REF | 4
RA-UNIV-5RU-12/24-B |  | MISC | RACK ADAPTER UNIVERSAL SPACING 5RU 12-24 MTG HOLES BLACK | REF | 3
RB-A4848-NPW |  | PATHWAYS | READYSPEC 4X4 TELECOM BACKBOARD | NEW | 3
RC3DC-1064-PF-48 |  | RAYCAP | OVP BOX FOR 2 RRUS WITH 2 STRIKESORB MODULES | NOB | 11
RC795B |  | RFICORP | 50A FEEDTHRU FILTER .22UF A0326932 | NEW | 1
RCB-802-1K |  | MORENG TEL | 1"X4 3/8 " STEEL CABLE TIE BAR KIT EDGE GUARD STRIP KIT | NEW | 38
RCMDC-2260-RM-48 |  | COMMSCOPE | OVP RACK MOUNT 6 RRU PROTECTION | NOB | 2
RCP-172PUK03167 |  | COMMSCOPE | 24 POS SC/UPC TO LC/UPC 100FT TAIL | NOB | 15
RCP-377PUK03109 |  | TECONNECT | FIBER PNL 72F UPC/SC-LC SM 100' | NOB | 1
RCP-3KAPUE03100 |  | COMMSCOPE | FIBER PANEL 3RU 144 POS SM UPC LC / MPO 100FT | NEW | 2
RDH 102 47/3 |  | ERICSSON | OPTICAL TRNSCVR 2.5G CPRI SMF 13DB | REF | 1
RDH10247/2 | CRTUAEKLAA | ERICSSON | TRX SM 1000BASE-LX LC-SFP -40/+85C | F/S | 1
RDH10247/2 |  | DELTA | LCP-2488B4HDRM-E TRX SM 1000BASE-LX LC-SFP -40/+85C | NEW | 32
RDH10247/2 |  | WTD | RTXM192-406-C24 TRX SM 1000BASE-LX LC-SFP -40/+85C | NEW | 36
RDH10247/2 |  | WTD2 | RTXM192-404-C24 TRX SM 1000BASE-LX LC-SFP -40/+85C | NEW | 1
RDH10247/2 |  | ERICSSON | TRX SM 1000BASE-LX LC-SFP -40/+85C | NEW | 8
RDH10247/2 |  | DELTA2 | LCP-2488B4HDRT-E TRX SM 1000BASE-LX LC-SFP -40/+85C | NEW | 15
RDH10247/2 | CRTUAEKLAA | ERICSSON | TRX SM 1000BASE-LX LC-SFP -40/+85C | NEW | 57
RDH10247/2 |  | OCLARO | TRF5916AVLB643 TRX SM 1000BASE-LX LC-SFP -40/+85C | NEW | 1
RDH10247/2 |  | WTD | RTXM192-406-C24 TRX SM 1000BASE-LX LC-SFP -40/+85C | REF | 2
RDH10247/2 |  | DELTA2 | LCP-2488B4HDRT-E TRX SM 1000BASE-LX LC-SFP -40/+85C | REF | 4
RDH10247/2 |  | DELTA | LCP-2488B4HDRM-E TRX SM 1000BASE-LX LC-SFP -40/+85C | REF | 2
RDH10247/2 |  | ERICSSON | TRX SM 1000BASE-LX LC-SFP -40/+85C | REF | 5
RDH10247/2 |  | OCLARO | TRF5916AVLB643 TRX SM 1000BASE-LX LC-SFP -40/+85C | REF | 6
RDH10247/3 |  | WTD | SFP CPRI & 1000BASE-LX20 RTXM192-466-C26 | F/S | 5
RDH10265/3 |  | SOURCEPHOT | ERICSSON SFP SPP-10E-LR-IDFF-EN1 | F/S | 1
RDH10265/3 |  | WTD | ERICSSON SFP RTXM228-402-C27 | F/S | 52
RDH10265/3 |  | OCLARO | ERICSSON SFP TRS5021EV-SB01 | NEW | 1
RDH10265/3 |  | DELTA | ERICSSON SFP LCP-10G3B4QDRME2 | NEW | 1
RDH10265/3 |  | FINISAR | ERICSSON SFP FTLX1471D3BTL-E8 | NEW | 1
RDH10265/3 |  | WTD | ERICSSON SFP RTXM228-402-C27 | NEW | 1
RDH10265/3 |  | SOURCEPHOT | ERICSSON SFP SPP-10E-LR-IDFF-EN1 | NEW | 5
RDH90120/D0210 |  | ERICSSON | FINISAR FTLF1318P2BTL-E1 1000BASE-LX10 SFP | NEW | 3
RDH90120/D0210 |  | DELTA | ERICSSON R2A LCP-1250B4QDRT-E 1000BASE-LX10 SFP | NEW | 1
REC |  | METAL-TECH | 1 1/2" LADDER RACK JUNCTION KIT | NEW | 6
RED1 |  | OCC | 23" TO 19" REDUCER BRACKET PAIR 1RU | NEW | 6
RED2 |  | OCC | 23" TO 19" REDUCER BRACKET PAIR 2RU | NEW | 8
RE-S-1800X4-16G-S-C | COUCASKBAA | JUNIPER | JUNIPER MX960 ROUTING ENGINE 740-031116 | REF | 1
RE-S-2000-4096-S-B | COUCAC9BTB | JUNIPER | ROUTING ENGINE 4GB RAM 1GB CF MX480 MX960 JDP | REF | 1
RE-S-2000-4096-S-G | COUCAR8BTA | JUNIPER | 740-013063 MX960 RTE ENG 2000MHZ PROCESSOR | REF | 2
RF1-NFF-23 |  | ACDATA | 2.5 GHZ GAS TUBE ARRESTOR N-FEMALE / N-FEMALE | NEW | 1
RF1-NFF-23-L |  | ACDATA | 2.5 GHZ GAS TUBE ARRESTOR N-FEMALE / N-FEMALE WITH L-MOUNT | NEW | 4
RFCH702 |  | CENTRAL | 2-PK RUBBER END CAP FOR 2" STRINGER | NEW | 5
RFD-1687-4 |  | RFINDUSTR | ADAPTER 7/16 DIN MALE TO 4.3/10 FEMALE WB-S-T | NEW | 5
RFD-43F-NM |  | RFINDUSTR | ADAPTER 4.3/10 FEMALE TO N MALE | NEW | 1
RFN-1013-1 |  | RFINDUSTR | ADAPTER COAXIAL N JACK FEMALE TO N JACK FEMALE 50OHM | NEW | 9
RFS0132-25 |  | CENTRAL ST | RACK FLOOR SHIM 5"X5"X.25” ZINC YELLOW STEEL | NEW | 3
RFS06ZYK |  | CENTRAL ST | RACK FLOOR SHIM KIT (4EA) ZY | NEW | 2
RHSDC-1064-PF-48 |  | RAYCAP | RAYCAP SMALL HTTA BOX FOR 2 RRHS WITH OVP 85008067 | NOB | 28
RHSDC-2260-RM-48 |  | RAYCAP | RAYCAP 6 OVP POWER PROTECTION RACK 19" MNT 85018815 | NOB | 23
RL-12 |  | REDHEAD | RED HEAD DROP-IN ANCHOR NO FLANGE 1/2"-13 X 2IN ZINC | NEW | 12
RM-12 |  | REDHEAD | DROP-IN ANCHOR WITH FLANGE 1/2-13 X 2IN ZINC | NEW | 11
RM-A300 |  | TIMES MICR | ROUND MEMBER ADPTR 3-4" OD (10-KIT) | NEW | 19
RNF-100-1-BK-STK |  | TE | RNF-100 HEAT SHRINK TUBING 4 FT BLK | NEW | 1060
RNF-100-1-CL-STK |  | TE | RNF-100 HEAT SHRINK TUBING 4 FT CLR | NEW | 2237
RNPB05PWK |  | CENTRAL | NWB, 5.0" BLANK POWER STRIP | NEW | 7
RNPS23ADK |  | CENTRAL ST | NTWK BAY 23" DUP 15A POWER STRIP AD | NEW | 1
ROA2191123/1 | SBCUAAMDAA | ERICSSON | CA BLM 1500 320G SWITCH FABRIC / NM | REF | 2
ROA2191157/1 | SBUIAEYEAC | ERICSSON | R10A BLM 1500 GB/10GB ETHNT PRNCD G | REF | 1
ROF 157 1009/1 R2A |  | ERICSSON | PEI CARD | NOB | 1
ROJ2081308/1 |  | ERICSSON | R3A ERICSSON MMU2 H CARD | REF | 1
ROLLOVERMM6 |  | STARTECH | STARTECH CONSOLE ROLLOVER CABLE - RJ45 M/M 6FT | NEW | 6
RPM5131782/00070 |  | ERICSSON | COAXIAL CABLE 2X06 DTRU INTERCONNE | REF | 8
RPM777193/00800 |  | ERICSSON | R1C ERICSSON CABLE WITH CONNECTOR | NEW | 2
RPM777429/01200 |  | ERICSSON | ERICSSON SIGNAL CABLE | NEW | 3
RPM901387/00150 |  | ERICSSON | R1A ERICSSON COAX CABLE | NEW | 1
RPS-500-8-A |  | DELTA | DELTA ELECTRONICS 450W POWER SUPPLY CAGE A99662-007 | REF | 1
RPS-500A |  | DELTA | DELTA ELECTRONICS D39565-001 INTEL POWER SUPPLY CAGE | REF | 3
RPT44722/01 |  | ERICSSON | ERICSSON 2 WAY 48V POWER CONNECTOR PLUG | NEW | 3
RR7-0-23-IBM-45RU |  | METAL-TECH | ALUMINUM HD RELAY RACK 7' X 23" | NOB | 1
RRFMK-21 |  | METAL-TECH | RELAY RACK FLOOR MOUNTING KIT 21" | NEW | 8
RRSWM-18-12-19 |  | METAL-TECH | SWING OUT WALL MOUNT RELAY RACK | NOB | 1
RRWM-38-18-19 |  | METAL-TECH | WALLMOUNT RELAY RACK 38''X19''X18'' | NOB | 1
RS4 |  | STEELCITY | 4" SQUARE COVER 1-19/32" TWIST-LOCK SINGLE RECEP 1/2" DEEP S | NEW | 9
RSC-RR1U-E8 |  | SUPERMICRO | SUPERMICRO 1U RISER CARD | REF | 8
RS-PSU-450-AC1N |  | DELL | DELL 64362-04D POWER SUPPLY 440W | REF | 1
RTC1UB |  | OCC | OCC 1RU RACK MOUNT FIBER CABLE ENCLOSURE | NOB | 4
RVZDC-2260-RM-48-FA |  | RAYCAP | RAYCAP 19/23" RACK MOUNT POWER DISTRIBUTION BOX | NOB | 1
S1145B |  | SEI | BATTERY PACK 48V 6A - FUSE 250V 6A | NOB | 1
S2623 |  | STAYONLINE | POWER CORD IEC320 C14 TO C13 CONN 10A/250V SJT 18/3 6FT RED | NEW | 1
S5200D |  | TAU-TRAN | DIGITAL TRANSMISSION TEST SET TRNSM | REF | 1
S5700-28C-SI |  | HUAWEI | HUAWEI QUIDWAY S5700 SERIES SWITCH WITH MOUNTS | REF | 1
SA1-100 |  | SIEMON | S66 2 POSITION BRIDGE CLIPS 100PK | NEW | 44
SAF2502 |  | CENTRAL | FRAMING CLIP ASSM FOR AUX CHNL 5/8" | NEW | 18
SAF2503 |  | CENTRAL ST | FRAM CLIP KIT (K4) FOR AUX CHNL | NEW | 1
SAF2602 |  | CENTRAL ST | SUPPORT AUX CHANNEL AT CROSSOVER | NEW | 1
SAS3081E-R |  | LSI | LSI 500605B 3GB/S RAID STORAGE CONTROLLER SAS/SATA | REF | 2
SB-1003-J |  | COOPER B | STEEL J BOLT PAIR | NEW | 2
SB110A1BK |  | COOPER B | PVC END CAP 3/8”X1.5” STR 10 PACK | NEW | 5
SB118ABZ |  | COOPER B | SLOTTED HANGER CLIP KIT | NEW | 12
SB118AYZ |  | B-LINE | WIRE SUPPORT BRACKET ASSEMBLY 1-1/2" STRINGER SINGLE ZINC | NEW | 29
SB-119-A YZN |  | COOPER B | POWER CABLE BRACKET SUPPORT KIT YELLOW ZINC PLATE | NEW | 32
SB119AYZ |  | COOPER | POWER CABLE SUPPORT YELLOW ZINC | NEW | 4
SB156AYZ |  | COOPER B | 1 1/2"RUNWAYSUPPORTBRKT 1/2"'-13ATR | NEW | 15
SB-2003-A-2 |  | COOPER B | J-CLIP KIT | NEW | 2
SB2004AYZ |  | COOPER B | J BOLT KIT RACK TO RUNWAY | NEW | 2
SB-21 |  | COOPER B | NEOPRENE RUNWAY END CAP 10-PACK | NEW | 1
SB2101A2YZ |  | B-LINE | 2 INCH HORIZONTAL TEE SPLICE KIT, YELLOW ZINC | NEW | 12
SB2101ABZ |  | COOPER B | 78205112878 90 DEG JUNC SPLICE CLAMP KIT 1 1/2" | NEW | 9
SB2101AYZ |  | COOPER B | 90 DEG. JUNCTION SPLICE CLAMP KIT 1 1/2" RUNWAY HEIGHT | NEW | 10
SB21072YZ |  | B-LINE | SPLICE EXTENSION CLAMP KIT, 2-IN. RUNWAY HEIGHT, SINGLE STRI | NEW | 17
SB2107BZ |  | COOPER B | 78205112885 BUTT-SPLICE CLMP KIT 1.5" SNGL STR | NEW | 46
SB2107YZ |  | B-LINE | LADDER RACK, BUTT SPLICE KIT FOR 1.5"H RUNWAY, YELLOW ZINC | NEW | 23
SB2108ABZ |  | B-LINE | RACEWAY STRINGER REDUCER BUTT SPLICE KIT BLACK ZINC | NEW | 3
SB2108CYZ |  | B-LINE | REDUCING RUNWAY SPLICE, FOR USE WITH 1-1/2 TO 2" | NEW | 8
SB2110AYZ |  | B-LINE | ADJUSTABLE BUTT SPLICE KIT, YELLOW ZINC | NEW | 1
SB2111ABZ |  | COOPER B | ADJUSTABLE VERT SPLICE KIT 1-1/2" | NEW | 2
SB2111BBZ |  | B-LINE | 90 DEG RUNWAY TURN KIT | NEW | 5
SB2116AYZ |  | B-LINE | CABLE RUNWAY SUPPORT KIT WITH HARDWARE FOR 1.5" H RUNWAY 5/8 | NEW | 44
SB2116DYZ |  | B-LINE | RACEWAY SUPPORT KIT, 1/2"-13 ATR, YELLOW ZINC | NEW | 7
SB2118A2YZ |  | COOPER B | SLOTTED RUNWAY SUPPORT KIT | NEW | 3
SB2209BYZ |  | COOPER B | FRAMING CLIP KIT 2" X 3/8" SUPPORT | NEW | 323
SB2215BYZ |  | COOPER B | 5/8" CELING HANGER BRACKET KIT | NEW | 2
SB2502A |  | B-LINE | CABLE RACEWAY ISOLATION KIT STRAIGHT SPLICE 1-1/2" RACEWAY | NEW | 3
SB300B |  | COOPER B | THREADED ROD END CAP, 3/8"-16 10-PK | NEW | 21
SB-310-B-K |  | COOPER B | ANGLED DROP ROD BRACKET | NEW | 1
SB310BKYZ |  | COOPER B | 11/16" ANGLED DROP ROD BRACKET KIT | NEW | 31
SB320AKIT |  | COOPER B | ANGLE COLUMN KIT | NEW | 1
SB576A05TG |  | COOPER B | 23" EQUIPMENT RACK TO 19" PANEL MOUNT ADAPTER PLATE | NEW | 1
SB580TG |  | COOPER B | CABLE TIE BRACKET, 6" LNGTH TEL GRY | NEW | 15
SB6691X73/4 |  | B-LINE | RUNWAY GROUNDING STRAP 7 3/4 INCH #6 FLEXIBLE | NEW | 53
SB719192LFB |  | COOPER B | PATCH CORD ORGANIZER 19" RACK WIDTH | NEW | 1
SBK264 |  | METAL-TECH | SILICON BRONZE HDWARE KIT 1/4X1.25 | NEW | 1
SBK268 |  | METAL-TECH | SILICON BRONZE HDWARE KIT 3/8X1.25 | NEW | 4
SC/PC-SC/PC-50UM |  | CABLE | FBR CBL SC/PC SC/PC 50 UM 25FT | NEW | 12
SC12 |  | CENTRAL | 1-1/2" STRINGER STRAIGHT CLAMP KIT | NEW | 5
SC12CN |  | CENTRAL ST | STRAIGHT CLAMP SET 1.5 CONTINUITY | NEW | 2
SC-20 |  | BUSSMANN | 170VDC 600VAC 20A TIME DELAY SIZE REJECTING/NONREJECTING FUS | REF | 4
SC4X4ORN |  | LUCENT | SPLICE 4X4 STRAIGHT OR 105760177 | NEW | 4
SCN-3/8 |  | METAL-TECH | 3/8 STRUT CHANNEL NUT | NEW | 12
SCX1-K |  | SITEPRO1 | CROSSOVER PLATE KITS 2-3/8'' & 2-3/8'' | NEW | 6
SD4X4Y/TC4 |  | HELLERMAN | 181-44017 SOLID DUCT W/C 6'X4"X4" Y | NEW | 3
SE-5462MT-144 |  | ADC | FIBER CABLE 144 COUNT 115FT | NEW | 1
SEN-001610-M |  | THINKLOGIC | SENTINEL32 16PORT 48VDC CNSL SERVER | NOB | 1
SEV-4541C |  | SERVERTECH | LINK PRO1 W/H PIPS 0U,18 X IEC C13 & 6 X IEC C19 PDU | NEW | 2
SFH-100K06 |  | MORENG TEL | 5/8" HGR ROD/ FRAMING KIT (FRAMING OVER RR) NO LOCK WASHERS | NEW | 7
SFH-102 |  | MORENG TEL | PERPENDICULAR 2" CHANNEL FRAMING TO 5/8 HANGER ROD | NEW | 1
SFH-107E |  | MORENG TEL | PERPENDICULAR 2" CHANNEL FRAMING WITH 5/8" BOLT | NEW | 3
SFH-545K2 |  | MORENG TEL | 1 1/2" SINGLE CABLE RACK SUPPORT KIT PER GR-1275 | NEW | 26
SFH-550K2 |  | MORENG TEL | 2" SINGLE CABLE RACK SUPPORT KIT PER GR-1275 | NEW | 29
SFH-551K |  | MORENG TEL | 2" SINGLE CABLE RACK SPANNER BOLT SUPPORT KIT PER-GR-1275 | NEW | 3
SFH-570K4Q |  | MORENG TEL | LOWER/ UPPER AUX FRAMING BRKT OVER 5"-10" | NEW | 2
SFH-643K |  | MORENG TEL | 6 1/2" CABLE BRACKET TO 2" CHANNEL FRAMING | NEW | 2
SFH-703K |  | MORENG TEL | 2 x 2 FRAME ANGLE TO 1" SUPPORT PIPE | NEW | 8
SFH-805K |  | MORENG TEL | FRAMEWORK ANGLE TO 2" CHANNEL FRAMING | NEW | 2
SFH-805KE |  | MORENG TEL | FRAMEWORK ANGLE CHANNEL FRAMING | NEW | 24
SFH-999 |  | MORENG TEL | 2" RUBBER CHANNEL END CAP PACK OF 2 | NEW | 46
SFP-10G-BX |  | FIBERSTORE | 10GBASE-BX SFP+ SMF LC DOM | REF | 1
SFP-10-GD |  | INTEGRA OP | INTEGRA SFP 1.25G DDM 1310NM 10KM SMF LC | REF | 4
SFP-10G-ER |  | ALCATEL | 10GBASE-ER SFP+ 1550NM 40KM DOM | NEW | 3
SFP-10G-LR | COUIA75CAA | CISCO | CISCO SFP 10GBASE-LR SM 1310NM 10-2457-02 | REF | 2
SFP-10GLR-31 |  | FIBERSTORE | 10GBASE-LR SFP+ 1310NM 10KM DOM TRNCVR | NOOB | 1
SFP-10GLR-31 |  | FIBERSTORE | 10GBASE-LR SFP+ 1310NM 10KM DOM TRNCVR | REF | 3
SFP-10G-LR-A |  | APPROVED N | SFP 10G BASE LR SFP+ SMF 1310NM 10KM | NOOB | 2
SFP-10G-LR-AR-GT |  | GIGATECH | GIGATECH ARISTA COMPATIBLE SFP 10GBASE-LR-SFP+ 1310NM | REF | 6
SFP-10G-LR-OSI |  | OSIHARDWAR | SFP 10GBASE-LR SMF 1310NM CISCO COMPATIBLE | REF | 1
SFP-10G-LR-S | CMUIAK7CAA | CISCO | SFP MODULE SMF 1310NM | REF | 1
SFP-10G-SR | COUIAM3CAB | CISCO | 10GBASE SFP TRANSCEIVER 10-2415-02 | REF | 8
SFP-10G-SR |  | ARISTA | 10GBASE-SR SFP+ TRANSCEIVER 300M XVR-00001-02 | REF | 1
SFP-10G-SR | COUIA8NCAA | CISCO | 10GBASE SFP TRANSCEIVER | REF | 5
SFP-10GSR-85 |  | FS | 10G SFP+ 850NM 300M *AI | NEW | 2
SFP-10G-SR-A |  | APPROVED N | SFP 10G BASE SR SFP+ MMF 850NM 300M | NOOB | 2
SFP-10G-SR-OSI |  | OSIHARDWAR | SFP 10GBASE-SR MMF 850NM CISCO COMPATIBLE | REF | 4
SFP-1G31-10DA-CO |  | FIBERSTORE | GLC-LH-SMD COMPATIBLE 1000BASE-LX/LH SFP 1310NM 10KM EXT DDM | REF | 3
SFP-1GE-LX-C | IPUIA9EMAB | JUNIPER | 1-PT GBE LR 1310NM SFP 740-031850 | REF | 1
SFP-1GTX-1M-CO |  | FIBEROPTIC | SFP 1000 BASE-TX 1G-T 100M COPPER TRANSCEIVER | REF | 1
SFP-DUAL-SM10-AS |  | AGILESTAR | SFP 100/1000 BASE 1310NM | REF | 4
SFP-GB-GE-T |  | FS | 1000BASE-T SFP COPPER RJ-45 100M TRANSCEIVER MODULE | REF | 5
SFP-GD-LX |  | MRV | 1000BASE LX LC, 10 KM, 1310 NM SFP | NEW | 6
SFP-GE-L | IPUIALKRAA | CISCO | CISCO LC SFP 10-2144-01 | NEW | 10
SFP-GE-L | IPUIALKRAA | CISCO | CISCO LC SFP 10-2144-01 | REF | 11
SFP-GE-L-AO |  | ADDON | ADDON SFP 1000BASE-LX TRANSCEIVER SMF 1310NM 10KM | REF | 1
SFP-GE-S | IPUIALJRAA | CISCO | SFP MMF 850-NM, 10-2143-01 | F/S | 56
SFP-GE-S |  | 3RDPARTY | SFP MMF 850-NM 14451 | REF | 1
SFP-GE-S | IPUIALJRAA | CISCO | SFP MMF 850-NM, 10-2143-01 | REF | 1
SFP-GE-T | IPUIAPARAA | CISCO | CISCO 1000BASE-T EXT SFP TRANSCEIVER MODULE | REF | 1
SFP-GE-T |  | 3RDPARTY | SFP 1000BASE-T RJ-45 | REF | 3
SFP-GE-T | IPUIAPARAB | CISCO | CISCO 1000BASE-T EXT SFP TRANSCEIVER MODULE | REF | 4
SFP-GIG-LX |  | LUCENT | 1000BASE-LX SFP 1310NM 10KM IND DOM | NOB | 3
SFP-OC3-IR1 | IPUIAC0RAA | CISCO | CISCO 7600 OC-3 SFP TRANSCEIVER 10-1966-01 | REF | 2
SFPP-40-10GD |  | INTEGRA OP | JUNIPER COMP EX-SFP-10GE-ER SFP 10G DDM 1550NM 40KM | REF | 2
SFPPSR85-300M-J |  | PROLABS | 10GBASE-SR-SFP+ MMF 850NM 300M LC DOM | NEW | 1
SFP-SX-D |  | INTEGRA OP | SFP 1.25G DDM 850NM 550M | REF | 2
SFP-TXM-WB |  | INTEGRA OP | SFP 10/100/1000BASE-T | REF | 2
SG5723285D8D6CLSH2 |  | SMART | 256MB PC2700 DDR-333MHZ ECC UNBUFFERED CL2.5 184-PIN DIMM | REF | 1
SHB12 |  | CENTRAL | 1 1/2" SLOTTED HANGER BRACKET KIT | NEW | 2
SHB22 |  | CENTRAL ST | SLOTTED HANGR BRKT 2" (2 SIDES) | NEW | 4
SJB5 |  | CENTRAL ST | SPANNER “J” BOLT X 4.875” -ZY 4.875" x 1/2-13 | NEW | 12
SJB6402C |  | CENTRAL | 2" SPANNER J-BOLT KIT | NEW | 24
SLUH-35 |  | ILSCO | 1H COP MECH LUG OFFSET 3/16" BOLT SIZE 1 PORT COND RANG 6-14 | NOOB | 9
SLUH-90 |  | ILSCO | SLUH MECHANICAL COPPER LUG TIN-PLATED 2-14 AWG 1/4 BOLT | NEW | 4
SM25-T1 |  | CISCO | CISCO FT1/T1 DSU/CSU WAN INTER MOD/CRD 73-1645-01 | REF | 4
SM2H48PM-1 |  | PECO | PECO II RECTIFIER 48V/2A 6200162P | REF | 9
SMA-M-CAP-100 |  | 3RDPARTY | SMA MALE CAP FOR FEMALE CONNECTORS PACK OF 100 | NEW | 8
SMA-M-CAP-50 |  | 10GTEK | SMA MALE CAP FOR FEMALE CONNECTORS PACK OF 50 | NEW | 3
SME1603UPGA-1064 |  | SUNMICRO | SUNMICRO ULTRASPARC IIIi 1.06 MHZ PROCESSOR | REF | 2
SME1603UPGA-1280 |  | SUNMICRO | SUNMICRO SUNMICRO ULTRASPARC IIIi 1.28 MHZ PROCESSOR | REF | 3
SN-124 |  | SAMSUNG | CD-MASTER 24E SN-124 DELL POWEREDGE SERVER 2650 IDE DRIVE | REF | 1
SN1718AP |  | FILNOR | KNIFE SWITCH 250V AC/DC 600AMP ONE POLE SINGLE THROW A1051 | REF | 2
SN6000 |  | SYCAMORE | SN6000 SNYW SHELF | REF | 2
SNAP-ST-78 |  | RFS | STKBLE SNAP-IN HANGERS FOR 7/8 COAX | NEW | 122
SNK-P0047PS |  | SUPERMICRO | 1U PASSIVE PROPRIETARY HEAT SINK | REF | 3
SOCCAP-1.375-10MMX1.5-304-SS |  | BOLTS | SOCKET CAP BOLT 1.375" 10MM X 1.5 THREAD GRADE 304 STAINLESS | NEW | 26
SOCCAP-1-3/8-16-BO-SS |  | BOLTS | SOCKET CAP BOLT 1 INCH 3/8-16 THREAD BLACK OXIDE STAINLESS | NEW | 646
SP221 |  | SITEPRO1 | 4" HEAVY DUTY WALL MOUNT BRACKETS HOLLOW WALL KIT | NEW | 1
SP569-Y01A |  | ALCATEL | OMNISWITCH 9800 POWER SUP 901750-40 | REF | 6
SPC15459 |  | TENMA | BANANA TEST CONNECTOR JACK | NEW | 8
SPFC1414C1572 |  | STAYONLINE | POWER CORD IEC320 C14 MALE PLUG TO C15 CONN 15A 14/3 6FT | NEW | 2
SPFC1414C1596 |  | STAYONLINE | POWER CORD IEC320 C14 MALE PLUG TO C15 CONN 15A 14/3 8FT | NEW | 2
SPFC1418E180SVT |  | POWERFIG | POWER CORD IEC320 C14 MALE PLUG TO C13 CONNECTOR 15FT | NEW | 2
SPFC1418E72C |  | POWERFIG | POWER CORD IEC320 C14 TO C13 CONN 6FT 10A/250V 18/3 SJT BLUE | REF | 1
SPLC-20-4-1-B |  | STRATOS | SFP LC PLUGGABLE TRANSCEIVER MODULE | REF | 8
SPN-44-267 |  | MIDDLE ATL | SIDE PANELS, 44 RU, 26-27"D RACKS | NEW | 2
SPP-10E-LR-CDFP |  | SOURCEPHOT | 10GBASE-LR 1310NM SFP+MSA | NOOB | 19
SPP-10E-LR-CDFP |  | SOURCEPHOT | 10GBASE-LR 1310NM SFP+MSA | REF | 5
SPQ401B | SAC1EWUAAB | LUCENT | SLC-2000 D-POTS CHANNEL UNIT | REF | 3
SPQ402 | SAC1AZ0AAA | LUCENT | SLC-2000 CHANNEL UNIT | REF | 1
SPQ456 | SACPDC0BAA | LUCENT | SLC-2000 RT DIAL UNIT | REF | 2
SPQ460 | SAC1FAZAAA | LUCENT | SLC-2000 CHANNEL UNIT | REF | 18
SPQ811 | LFI2V40EAA | LUCENT | SLC-2000 FITL CHANNEL UNIT | REF | 1
SPTSBP3CLCSA |  | INTEL | INTEL 100G CWDM4 QSFP28 OPTICS 1271-1331NM | REF | 11
SPTSLP3SLCAS |  | INTEL | OPTICAL TRANSCEIVER 100G DR1 2KM 1311NM DUPLEX LC | REF | 3
SRB19BLY |  | PANDUIT | NETFRAME RACK SYSTEM STRAIN RELIEF BAR 2 INCH DEPTH 19" RACK | NEW | 1
SSDSC2BB120G4 |  | INTEL | 2.5" 6GB/S SATA SSD 120G | NEW | 1
SSDSC2BW120A3F |  | INTEL | INTEL 2.5" 6GB/S SATA SSD 120G 5V 1A | REF | 19
SSK1OC19203 |  | HUAWEI | OC192 DWDM 40KM | REF | 1
SSK2OC12A01 |  | HUAWEI | 4XOC-12 CONFIGURABLE OPTICAL INTFC | REF | 2
ST1000DM010 |  | SEAGATE | BARRACUDA 1TB HARD DRIVE | REF | 42
ST1000NM0033 |  | SEAGATE | SG CONSTELLATION ES.3 1TB 7.2K RPM 6G/S 128MB SATA 3.5" HDD | REF | 2
ST-101A/C |  | 3RDPARTY | PASSIVE BALUN VIDEO TRANSCEIVER | NEW | 4
ST2000NM0011 |  | SEAGATE | SEAGATE CONSTELLATION ES 2 TB HDD | REF | 2
ST300MM0026 |  | SEAGATE | SEAGATE SAVVIO 10K.6 300GB 10K RPM 64MB CACHE SAS 6GB/S 2.5" | REF | 2
ST320014A |  | SEAGATE | SEAGATE 20GB ULTRA ATA INERFACE 3.5" HDD | REF | 1
ST9900805SS |  | SEAGATE | SEAGATE SAVVIO 10K.5 900GB 10K RPM 64MB CACHE SAS 6GB/S 2.5" | REF | 16
ST-ALC7300UD | VAC5240TAA | TAG | A7300 ASAM ASAM LP-UD STREAKER CARD | NEW | 2
ST-ALC7300UD | VAC5240TAA | TAG | A7300 ASAM ASAM LP-UD STREAKER CARD | REF | 2
STSX-F1-24/7-BNC | SNMYACRDAA | LUCENT | STS-1 CROSS CONNECT 24 MODULE PANEL | NOOB | 1
STV-4541C |  | SERVERTECH | PRIMARY PRO1 W/H PIPS 0U,18 X IEC C13 & 6 X IEC C19 PDU | NEW | 2
SW1X8BKFR-10 |  | SPEEDWRAP | HOOK & LOOP CABLE TIE 8"X1/2" 10-PK | NEW | 40
SW-29532 |  | SEWELL | SEWELL RAVEN POE INJECTOR AC100-240V 50/60HZ DC 48V-1000MA | REF | 1
SXK1253083/1 |  | ERICSSON | SAU DIN HOLDER | REF | 1
T.C12.02.A |  | FLEXOPTIX | SFP 10/100/1000 BASE T NO RX_LOS 100M | REF | 2
T.C12.02.BF |  | FLEXOPTIX | SFP 1000BASE-T COPPER SFP ¦ 100 M,5 | NEW | 10
T009-5030KKKA553 |  | TELECT | BRK PNL LUG DF 100A 24/48V 7/7 PO | REF | 1
T0950-1222-080 |  | CABLE | FIBER CABLE SM SC/SC 80FT | NEW | 14
T-10-NM |  | COMMSCOPE | N MALE TERMINATION LOAD, 0–3000 MHZ | REF | 1
T1-4022G-1 |  | IBOCO | SLOTTED WIRE DUCT 4W X 2.25 H GREY | NEW | 73
T18L0VOC2 |  | HELLERMAN | FLAME RETARDANT CBL TIE 8" 18LB TENSILE STRENGTH 100/PK BLK | NEW | 14
T50F-C3Y-100F |  | PANDUIT | SPIRAL WRAP .50 IN X 100 FT ORANGE | NEW | 1
T5100 |  | TPI | TPI THERMOSTAT FOR 5100 SERIES VERT /HORIZONTAL HEATER | NOB | 7
T7J39 |  | DELL | DELL POWEREDGE R720 LEFT CABLE CLIP RETAINER | REF | 1
TAM-2-10GM | WOTRB1NLAA | INFINERA | REV D01 INFINERA TAM 2 PORT 10GM 800-0273-001 | NOB | 2
TAM-3U |  | SITEPRO1 | SLIDING UNIV TAPERED PIPE MNT KIT FOR 3-1/2" OR 4-1/2" PIPE | NEW | 6
TAM-BLANK-A |  | INFINERA | INFINERA TAM BLANK | REF | 4
TC114A |  | THOMASBETT | 1-1/4" STEEL COMPRESSION CONNECTOR | NEW | 34
TC-240-SM-RA |  | TIMES MICR | 90DEG SMA M CONN FOR 1/4" LMR-240 | NEW | 10
TC-502 |  | SIGMA ELEC | 3/4" EMT SET SCREW CONNECTOR | NEW | 17
TC-512 |  | SIGMA ELEC | 3/4" EMT SET SCREW COUPLING | NEW | 19
TC7210A |  | STEELCITY | STEEL CITY 4" EMT SET SCREW CONNECTOR STEEL INSULATED THROAT | NEW | 1
TC722A |  | STEELCITY | 3/4 INCH CONNECTOR SET SCREW EMT STEEL INSULATED | NEW | 20
TC726A |  | STEELCITY | 2 INCH CONNECTOR SET SCREW EMT STEEL INSULATED | NEW | 24
TC728A |  | STEELCITY | STEEL-CITY 3" CONNECTOR SET-SCREW EMT STEEL INSULATED THROAT | NEW | 1
TCEC2X2ORN |  | LUCENT | 2" X 2" ORANGE END CAP CC:106834088 | NEW | 5
TCR-3U-24-1467 |  | TECTROL | RECTIFIER SHELF 408941771 KS-24751 | NOB | 3
TCVR-4X4-O |  | LUCENT | VERTICAL TEE 4"X4" ORANGE 106012487 | NEW | 1
T-DP4CNT-NW5 |  | INNOLIGHT | INNOLIGHT TRANSCEIVER MODULE 400G QSFP-DD DR4+ 1310NM | REF | 1
T-DP4CNT-NWB |  | INNOLIGHT | INNOLIGHT TRANSCEIVER MODULE 400G QSFP-DD DR4+ 1310NM | REF | 1
TFD-101-011-01 |  | CSI | TFD FUSE HLDR KIT FOR TPS/TLS FUSE | REF | 2
TFD-101-012-00 |  | CSI | TPS BULLET STYLE FUSE HOLDER ASSEMBLY 1-125A 520-059-10 | REF | 7
TFT402NMSM1.0M |  | TIMES MICR | PIM JUMPER CABLE TFT402 NM-SM 1 METER | NEW | 8
TK111A |  | THOMASBETT | 1/2" STEEL COMPRESSION COUPLING | NEW | 7
TK113A |  | THOMASBETT | 1" STEEL COMPRESSION COUPLING | NEW | 14
TK114A |  | THOMASBETT | 1 1/4" STEEL COMPRESSION COUPLING | NEW | 4
TK121A |  | STEELCITY | STEEL CITY 1/2" SET-SCREW COUPLING ZINC PLATED STEEL EMT CON | NEW | 87
TK122A |  | STEELCITY | STEEL CITY 3/4" SET-SCREW COUPLING ZINC PLATED STEEL EMT CON | NEW | 52
TK126A |  | STEELCITY | STEEL CITY 2" SET-SCREW COUPLING ZINC PLATED STEEL EMT COND | NEW | 15
TK-FF |  | EXFO | EXFO FIBER FINDER KIT | NEW | 3
TLS100 |  | LITTELFUSE | TLS 100 AMP FUSE 170VCD OR LESS | NEW | 6
TLS60A |  | LITTELFUSE | TLS 60 AMP FUSE 170VDC OR LESS | NEW | 2
TLS80A |  | LITTELFUSE | TLS 80 AMP FUSE 170VDC OR LESS | REF | 2
TL-UCP |  | CORNING | UNICAM HIGH-PERFORMANCE CONNECTOR INSTALLATION TOOL | ITR | 1
TLWX-ENVPNL-01 |  | PCTEL | ENV PNL WITH NO ALARM CABLE | NOB | 2
TM659C | T1PQ07FAAB | LUCENT | DACS II SECONDARY STORAGE CNTLR | REF | 1
TM68000 |  | BAXTER | VALUE TECH GROUNDING SYSTEM P03 | NEW | 1
TMF7000-458 |  | UNIPOWER | 400W POWER SUPPLY 704-1411-0007 | REF | 1
TMG8M | WMEC40PEAA | ALCATEL | S1:1 1694 EON CP CC 109338301 | NOB | 1
TMH262 |  | BURNDY | TONGUE MNT HDW SILICON BRNZ 1/4X3/4 | NEW | 14
TMH263 |  | BURNDY | TONGUE MNT HDW SILICON BRNZ 1/4X1" | NEW | 47
TMH264 |  | BURNDY | TONGUE MNT HDW SILICON BRZ 1/4X1.25 | NEW | 6
TMH265 |  | BURNDY | TONGUE MNT HDW SILICN BRZ 1/4 X 1.5 | NEW | 2
TMH266 |  | BURNDY | TONGUE MNT HDW SILICON BRNZ 3/8X3/4 | NEW | 10
TMH267 |  | BURNDY | TONGUE MNT HDW SILICON BRNZ 3/8X1 | NEW | 3
TMH269 |  | BURNDY | DURIUM TOUNGE MOUNTING HARDWARE KIT | NEW | 1
TMP6400-2AC |  | TELCOBRIDG | TMP6400 TDM/VOIP DEVELOPMENT PLATFORM WITH AC POWER | REF | 1
TMP-6402-AC |  | TELCOBRIDG | TMP6400 TDM/VOIP DEVELOPMENT PLATFORM WITH AC POWER | REF | 2
TN228ZN |  | EATON B | 3/8" CHANNEL NUT WITH CONE | NEW | 4
TOM-2.5MR-SR1 | WOTRBVTLAA | INFINERA | INFINERA TRPE48CS1CINFE2G ATN MULTI-RATE SFP 130-0004-002 | NOOB | 16
TOM-2.5MR-SR1 | WOTRBVTLAA | INFINERA | INFINERA TRPE48CS1CINFE2G ATN MULTI-RATE SFP 130-0004-002 | REF | 8
TOP-WASHER |  | B-LINE | B-LINE TOP WASHER FOR FLEXTRAY GALVANIZED BOX OF 100 | NEW | 1
TP00300GB |  | WTD | 300 GB DATA RECOVERY DONOR DRIVE | REF | 16
TPA-10 |  | BUSSMANN | TELPOWER 10 AMP FUSE 170VDC | REF | 8
TPA-15 |  | BUSSMANN | TELPOWER 15 AMP FUSE 170VDC | NEW | 12
TPA-20 |  | BUSSMANN | TELPOWER 20 AMP FUSE 170VDC | REF | 2
TPA-25 |  | BUSSMANN | TELPOWER 25 AMP FUSE 170VDC | NEW | 13
TPA-30 |  | BUSSMANN | TELPOWER 30 AMP FUSE 170VDC | NEW | 6
TPA-30 |  | BUSSMANN | TELPOWER 30 AMP FUSE 170VDC | REF | 7
TPA-40 |  | BUSSMANN | TELPOWER 40 AMP FUSE 170VDC | NEW | 7
TPA-40 |  | BUSSMANN | TELPOWER 40 AMP FUSE 170VDC | REF | 2
TPA-50 |  | BUSSMANN | TELPOWER 50 AMP FUSE 170VDC | NEW | 21
TPA-B-25 |  | BUSSMANN | TELPOWER 25 AMP FUSE 65 VDC | NEW | 5
TPA-B-25 |  | BUSSMANN | TELPOWER 25 AMP FUSE 65 VDC | REF | 222
TPCDS-BBE-3 |  | EATON | TPCDS COMPACT FUSED DISCONNECT SWITCH | REF | 2
TPCDS-SSE-2 |  | BUSSMANN | TELPOWER 3-125A 80VDC DISC SWI STUD | REF | 94
TPCDS-SSM-2 |  | BUSSMANN | TELPOWER 3-125A 80VDC DISC SWI STUD | REF | 20
TPL-BA |  | BUSSMANN | TELPOWER FUSE 70A 170 VDC | NEW | 5
TPL-BA |  | BUSSMANN | TELPOWER FUSE 70A 170 VDC | REF | 15
TPL-BD |  | BUSSMANN | BUSSMAN TELPOWER 100A FUSE | NEW | 5
TPL-BD |  | BUSSMANN | BUSSMAN TELPOWER 100A FUSE | REF | 2
TPL-BL |  | BUSSMANN | TELPOWER FUSE 250A 170 VDC | REF | 1
TPL-CN |  | BUSSMANN | TELPOWER FUSE 300A 170VDC | REF | 14
TPL-CR |  | BUSSMANN | TELPOWER FUSE 400A 170V DC CC:406794875 | NEW | 48
TPL-CR |  | BUSSMANN | TELPOWER FUSE 400A 170V DC CC:406794875 | REF | 2
TPL-CZ |  | BUSSMANN | FUSE CRTRDGE 600A 170VDC CYLINDR | REF | 1
TPL-CZH |  | BUSSMANN | TELPOWER FUSE 800A 170VDC | NEW | 20
TPL-CZH |  | BUSSMANN | TELPOWER FUSE 800A 170VDC | NOOB | 1
TPN-10 |  | BUSSMANN | TELPOWER FUSE 10AMP 170VDC | REF | 35
TPN-15 |  | BUSSMANN | TELPOWER FUSE 15AMP 170VDC | REF | 2
TPN-20 |  | BUSSMANN | TELPOWER FUSE 20AMP 170VDC | REF | 28
TPN-25 |  | BUSSMANN | TELPOWER FUSE 25AMP 170VDC | REF | 13
TPN-30 |  | BUSSMANN | TELPOWER FUSE 30AMP 170VDC | REF | 73
TPN-40 |  | BUSSMANN | TELPOWER FUSE 40AMP 170VDC | REF | 79
TPN-70 |  | BUSSMANN | TELPOWER FUSE 70AMP 170VDC | REF | 4
TPS-10 |  | BUSSMANN | TELEPOWER 10A 170VDC FUSE | NEW | 48
TPS-10 |  | BUSSMANN | TELEPOWER 10A 170VDC FUSE | REF | 20
TPS-20 |  | BUSSMANN | TELEPOWER 20A 170VDC FUSE | REF | 17
TPS-25 |  | BUSSMANN | TELEPOWER 25A 170VDC FUSE | REF | 5
TPS-30 |  | BUSSMANN | TELEPOWER 30A 170VDC FUSE | NEW | 30
TPS-30 |  | BUSSMANN | TELEPOWER 30A 170VDC FUSE | NOOB | 4
TPS-30 |  | BUSSMANN | TELEPOWER 30A 170VDC FUSE | REF | 52
TPS-35 |  | BUSSMANN | TELEPOWER 35A 170VDC FUSE | REF | 12
TPS-40 |  | BUSSMANN | TELEPOWER 40A 170VDC FUSE | NEW | 22
TPS-40 |  | BUSSMANN | TELEPOWER 40A 170VDC FUSE | REF | 10
TPS-50 |  | BUSSMANN | TELEPOWER 50A 170VDC FUSE | REF | 2
TPS-60 |  | BUSSMANN | TELEPOWER 60A 170VDC FUSE | REF | 2
TRC72FRX20Y |  | PANDUIT | PANDUIT 5/8" THREADED ROD COV 72" | NEW | 4
TRF5015FN-GA420 |  | OPNEXT | 10G 1310NM 10KM SM XFP 34060313 | REF | 1
TR-FC13R-NAM |  | INNOLIGHT | SFP 100G BASE QSFP28 LR4 1310NM ETHERNET | REF | 117
TR-FC13T-NAM |  | INNOLIGHT | 100G BASE QSFP28 CWDM4 IR4 1310NM | REF | 16
TR-FC13T-NAZ |  | INNOLIGHT | INNOLIGHT 100G BASE QSFP28 CWDM4 IR4 1310NM TRANSCEIVER | REF | 11
TRM10 |  | FERRAZSHAW | 250V 10A 1 1/2x13/32 MID TD FUSE | NEW | 4
TRM10 |  | FERRAZSHAW | 250V 10A 1 1/2x13/32 MID TD FUSE | REF | 2
TRM5 |  | FERRAZSHAW | 250V 5A 1 1/2x13/32 MID TD FUSE | REF | 3
TRQ5E20ENF-LF000 |  | CIG | CIG QSFP28-100G-LR4 COMPATIBLE TRANSCEIVER | NEW | 78
TRQ5E20ENF-LF000 |  | OCLARO | OCLARO QSFP28-100G-LR4 COMPATIBLE TRANSCEIVER | NEW | 30
TRQ5E20ENF-LF000 |  | OCLARO | OCLARO QSFP28-100G-LR4 COMPATIBLE TRANSCEIVER | REF | 3
TRQ5E20ENF-LF000 |  | CIG | CIG QSFP28-100G-LR4 COMPATIBLE TRANSCEIVER | REF | 1
TR-QQ13T-N00 |  | INNOLIGHT | INNOLIGHT TRANSCEIVER MODULE 40G BASE QSFP+IR4 | REF | 3
TSR4820211/2000 |  | ERICSSON | ERICSSON RJ45/RJ45 COMMUNICATION CONNECTION CABLE | NEW | 2
TSR899113/55 |  | CABLE | FIBER CABLE OUTDOOR 2-COUNT 55FT | NEW | 2
TSR899113/62 |  | CABLE | FIBER CABLE OUTDOOR 2-COUNT 62FT | NEW | 1
TSR899113/65 |  | CABLE | FIBER CABLE OUTDOOR 2-COUNT 65FT | NEW | 1
TSR899113/72 |  | CABLE | FIBER CABLE OUTDOOR 2-COUNT 72FT | NEW | 1
TSR899113/75 |  | CABLE | FIBER CABLE OUTDOOR 2-COUNT 75FT | NEW | 5
TSR899113/78 |  | CABLE | FIBER CABLE OUTDOOR 2-COUNT 78FT | NEW | 1
TSSA-1.5-.76-15 |  | GAMMAELECT | SELF ADHERING MAGIC TAPE 1.5" WIDE | NEW | 3
TTTT90AP-1XR.AL |  | ANDREW | PLANAR ARRAY ANT 2490-2690MHZ 90DEG | NEW | 14
TZE-211 |  | BROTHER | BROTHER 1/4 IN. BLACK ON WHITE P-TOUCH TAPE | NEW | 2
UA9AF |  | CARLON | CARLON SCH 40 PVC 90 DEGREE 1 INCH ELBOW | NEW | 4
UA9AH |  | CARLON | 1-1/2" SCH 40 PVC CONDUIT 90 ELBOW | NEW | 1
UA9AHB |  | CARLON | 1-1/2" 90 SCH 40 90 ELBOW WITH BELL END | NEW | 1
UA9AK |  | CARLON | CARLON SCH 40 PVC 90 DEGREE 2-1/2 INCH ELBOW | NEW | 1
UA9AN |  | CARLON | CARLON SCH 40 PVC 90 DEGREE 4 INCH ELBOW | NEW | 1
UAI-8T1-DB15 | BAA4DECAAA | CISCO | 8400 IGX 8 PRT T1 INTFC BK CD | REF | 2
UFC-1000 |  | UNIT | MASS FLOW CONTROLLER 500 PSI MAX | REF | 19
UFC-1020 |  | UNIT | MASS FLOW CONTROLLER 500 PSI MAX | REF | 2
UFC-1020A |  | UNIT | MASS FLOW CONTROLLER 500 PSI MAX | REF | 2
UFC-1100 |  | UNIT | MASS FLOW CONTROLLER 500 PSI MAX | REF | 1
UFC-1100A |  | UNIT | MASS FLOW CONTROLLER 500 PSI MAX | NEW | 18
UFC-1100A |  | UNIT | MASS FLOW CONTROLLER 500 PSI MAX | REF | 6
UFC-1100N |  | UNIT | MASS FLOW CONTROLLER 500 PSI MAX | REF | 1
UFC-1110A |  | UNIT | MASS FLOW CONTROLLER 500 PSI MAX | REF | 1
UFC-1200A |  | UNIT | MASS FLOW CONTROLLER 500 PSI MAX | REF | 2
UG432S6488KSG-PL |  | UNIGEN | DRAM MODULE:256 MB(32MX64 BIT):PC100 SDRAM UNBUFF SO-DIMM | REF | 1
UGB2/0-414-6 |  | PANDUIT | STRUCTUREDGROUND UGB2/0-414-6 UNIV GRD BAR SILVER CU TIN 6"L | NEW | 1
UHC2 |  | EMERSON | EMERSON 3810 UNV CBLE HLDR RETAINER | REF | 1
UPL1-1REC4-52-303 |  | AIRPAX | 30 AMP DC BOLT IN BREAKER | REF | 19
UPL1-1REC4-52-502 |  | AIRPAX | 5 AMP DC BOLT IN BREAKER | REF | 13
UPL220-009 |  | TROMPETER | BNC PLUG 75 OHM FULL CRIMP 8218 CBL | NEW | 87
UPL220-025 |  | TROMPETER | 734A BNC 75 OHM CONNECTOR | NEW | 253
UPL220-026 |  | TROMPETER | 735A BNC COAX CONNECTOR | NEW | 7
UPL-NM-12S |  | JMA | N MALE CONNECTOR FOR 1/2" SUPERFLEXIBLE PLENUM CABLE | NEW | 1
UPLR220-025 |  | TROMPETER | 734A BNC 75 OHM 90 DEGREE CONNECTOR | NEW | 11
US6464311 |  | KINGSLIDE | KINGSLIDE 1RU OUTER SLIDE RAIL KIT SET OF 2 FOR DELL C1100 | REF | 3
USNED |  | RARITAN | SUN KVM EXTENDER | NOB | 1
UXP-4F-12S |  | JMA | 4.3-10 FEMALE CONNECTOR FOR 1/2” SUPERFLEXIBLE CABLE | NEW | 18
UXP-4MT-12S |  | JMA | 4.3-10 MALE CONNECTOR FOR 1/2 IN SUPERFLEXIBLE CABLES | NEW | 40
UXP-DF-12S |  | JMA | UXP CONNECTOR, DIN FEMALE FOR 1/2" SUPERFLEX, 50 OHM | NEW | 25
UXP-DM-114 |  | JMA | 7-16 DIN MALE CONNECTOR FOR 1 1/4” CABLE | NEW | 2
V0500A-VC | PBP2GRSBAA | VALERE | RECTIFIER, V SERIES, 48V, 10AMPS | REF | 4
V5800 |  | VORMETRIC | VORMETRIC DATA SECURITY PLATFORM | REF | 1
V5PNM-RPC |  | ANDREW | N MALE CONN FOR 7/8 IN VXL5-50 CBL | NEW | 8
VA-0002-5 |  | VELLCON | VELLCON IEC 320 C20 MALE DIY ACPLUG BLACK X001D5MSU7 PK OF 5 | NEW | 1
VBLANK-VC | PWUQAEGTAA | VALERE | ELTEK VALERE V-BLANK CHASSIS | REF | 1
VCG-45 |  | ADC | ADC VERTICAL CABLE GUIDE 4X5X7 KIT | NOOB | 1
VFCONN |  | ENERSYS | BUS STRAP CONNECTOR FOR SBS190 BATTERY | NEW | 6
VHLPX3-18-2GR |  | COMMSCOPE | HIGH PERF LP DUAL-POLARIZED ANTENNA | NEW | 7
VHLPX3-18-2WH |  | COMMSCOPE | HIGH PERF LP DUAL-POLARIZED ANTENNA | NEW | 2
VHLPX4-11W-4GR |  | COMMSCOPE | HIGH PERF LP DUAL-POLARIZED ANTENNA | NEW | 2
VHLPX800-11-6WH |  | COMMSCOPE | HIGH PERF LP DUAL-POLARIZED ANTENNA | NEW | 1
VL-2300-29-020 |  | STAYONLINE | POWER CORD C14 MALE PLUG TO C13 CONN V-LOCK 18/3 10A 2FT | NEW | 5
VLIU10 | NGI7AHCAAA | LUCENT | 1850 TSS MULTI-RATE I/F CP | REF | 9
VLIU2 | NGI7ALGAAA | LUCENT | LUCENT 1850 TSS MULTI-RATE I/F CP | REF | 2
VMM-7SD004 |  | ADC | COUPLER MODULE,AOFR,W/120 I/O MON | NOB | 1
VMM-7U00CG0000-W2 | LGL4BLGAAA | ADC | ADC VAM SPLITTER MODULE | NOB | 2
VSM-27U702800B0000 |  | ADC | VAM SPLITTER MODULE | NEW | 9
VSM-K2U2U2810000 |  | ADC | VAM SPLITTER MODULE | NOB | 8
VWIC2-1MFT-T1/E1 |  | CISCO | 1-PORT T1/E1 MULTIFLEX CARD | REF | 1
VWIC2-2MFT-T1/E1 | IPUIAXYRAA | CISCO | 2 PORT T1/E1 MULTIFLEX CARD | REF | 6
VWIC-2MFT-T1-DIR |  | CISCO | DUAL T1 FRACT MULTIFLEX INTFC CD | REF | 16
VWIC3-2MFT-T1/E1 | COUIA7NCAA | CISCO | 3RD GEN 2-PORT MULTI T1/E1 INTRFC | REF | 2
W23-X1A5H-50 |  | POTTER&BRU | 50 AMP CIRCUIT BREAKER THERMAL PUSH&PULL ACTUATOR | REF | 8
W58-124-9019-910 |  | CANN-ITT | COAXIAL BNC CONNECTOR CC:407772300 | NEW | 34
W58-124-9069-910 |  | CANN-ITT | QTBNC COAX CONNECTOR CC:407772235 | NEW | 1523
W7113QBC/D |  | KINGBRIGHT | BLUE LED DOME TH MOUNT PACK OF 500 | NEW | 3
W7113SEC/H |  | KINGBRIGHT | RED LED DOME TH MOUNT PACK OF 500 | NEW | 9
W7113VGC/E |  | KINGBRIGHT | GREEN LED DOME TH MOUNT PACK OF 500 | NEW | 2
W-778-B-0 |  | SUPERMICRO | LEFT SUPERMICRO 2U SLIDING RAIL MOUNT | REF | 1
WA18 |  | CENTRAL | WALL ANGLE SUPORT FOR 18" CABLE RACK | NEW | 1
WASHERSPLITLOCK-1/2-GALV |  | BOLTS | WASHER SPLIT LOCK 1/2" GALVANIZED | NEW | 50
WASHERSPLITLOCK-1/2-SS |  | BOLTS | WASHER SPLIT LOCK 1/2" STAINLESS STEEL | NEW | 41
WASHERSPLITLOCK-1/2-ZY |  | BOLTS | WASHER SPLIT LOCK 1/2" ZINC YELLOW | NEW | 276
WASHERSPLITLOCK-3/8-BO |  | BOLTS | WASHER SPLIT LOCK 3/8" BLACK OXIDE | NEW | 75
WASHERSPLITLOCK-3/8-SS |  | BOLTS | WASHER SPLIT LOCK 3/8" STAINLESS STEEL | NEW | 76
WASHERSPLITLOCK-3/8-ZY |  | BOLTS | WASHER SPLIT LOCK 3/8" ZINC YELLOW | NEW | 212
WASHERSTARLOCKEX-1/2-ZY |  | BOLTS | WASHER STAR LOCK EXTERNAL TEETH 1/2" ZINC YELLOW | NEW | 90
WASHERSTARLOCKIN-3/8-SS |  | BOLTS | WASHER STAR LOCK INTERNAL TEETH 3/8" STAINLESS STEEL | NEW | 122
WB3486A |  | MOTOROLA | 19" RACK MT INSTALL KIT PTP 800 CMU | NEW | 1
WBTP2416-5C-CF001C |  | CORNING | STB WBT 24 SCUPC CER 16M RIBBON | NEW | 1
WC12 |  | CENTRAL ST | WALL CLIP SET 1-1/2 STGE | NEW | 1
WD1003FBYX |  | WESTERNDIG | WESTERN DIGITAL 1TB HARD DRIVE | REF | 2
WD1003FBYX-01Y7B0 |  | WESTERNDIG | WESTERN DIGITAL 1TB HARD DRIVE | REF | 12
WD10EZEX-00BN5A0 |  | WESTERNDIG | WD WD10EZEX 1TB 7.2RPM 6G/S SATA 64MB 3.5" HDD | REF | 2
WD1600AAJS-00YZCA0 |  | WESTERNDIG | WESTERN DIGITAL 3.5" 160GB HARD DRIVE | REF | 149
WD1600AAJS-00Z4A0 |  | WESTERNDIG | WESTERN DIGITAL 3.5" 160GB HARD DRIVE | REF | 11
WD1600AAJS-08L7A0 |  | WESTERNDIG | WESTERN DIGITAL 3.5" 160GB HARD DRIVE | REF | 8
WD2002FYPS-02W3B1 |  | WESTERNDIG | WESTERN DIGITAL 3.5" 2TB HARD DISK | REF | 2
WD2500AAKX-001CA0 |  | WESTERNDIG | WESTERN DIGITAL 250GB 3.5" HDD | REF | 3
WD2500AAKX-08ERMA0 |  | WESTERNDIG | WESTERN DIGITAL 250GB 3.5" HDD | REF | 62
WD2500AAKX-22ERMA0 |  | WESTERNDIG | WESTERN DIGITAL 250GB 3.5" HDD | REF | 1
WD2502ABYS |  | WESTERNDIG | WESTERN DIGITAL 250GB HARD DRIVE | REF | 1
WD2502ABYS-01B7A0 |  | WESTERNDIG | WESTERN DIGITAL 250GB HARD DRIVE | REF | 14
WD2502ABYS-02B7A0 |  | WESTERNDIG | WESTERN DIGITAL 250GB HARD DRIVE | REF | 20
WD2503ABYX-01WERA0 |  | WESTERNDIG | WESTERN DIGITAL 250GB 3.5" HDD | REF | 1
WD3202ABYS-01B7A0 |  | WESTERNDIG | WESTERN DIGITAL 320GB 3.5" HDD | REF | 1
WD3202ABYS-02B7A0 |  | WESTERNDIG | WESTERN DIGITAL 320GB 3.5" HDD | REF | 15
WD4000F9MZ-76NVPL0 |  | WESTERNDIG | HD 4.0 TB WD SE SATA/64GB CACHE | REF | 4
WD4000FYYZ-01UL1B0 |  | WESTERNDIG | WD4000FYYZ 4TB 7.2K RPM 64MB RE SATA 3.5" HARD DRIVE | REF | 3
WD5000AZLX-00CL5A0 |  | WESTERNDIG | WESTERN DIGITAL 500GB 3.5" HDD | REF | 2
WD5000AZLX-00K4KA0 |  | WESTERNDIG | WESTERN DIGITAL 500GB 3.5" HDD | REF | 1
WD5003ABYX-01WERA0 |  | WESTERNDIG | WESTERN DIGITAL 500GB 3.5" HDD | REF | 31
WDM-K2U2UAG0000 | LGL3BVLAAA | ADC | ADC VAM WDM MODULE | NEW | 4
WH04K213 |  | CENTRAL | 4'' WR HRN KIT(13) 2.0'' STGR | NEW | 3
WH08BK2 |  | CENTRAL ST | 2" CABLE RACK STRINGR KIT 8" OFFSET | NEW | 117
WH08K2 |  | CENTRAL ST | 2" CABLE RACK STRINGER KIT 8" | NEW | 205
WH08K213 |  | CENTRAL | 8 INCH WIRE HORN KIT OF 13 | NOB | 1
WHB219DG |  | CENTRAL ST | WIRE HARNESS BRKT 19" 2" OFF DG | NEW | 1
WHB223AD |  | CENTRAL ST | WIRE HARNESS BRKT 23" 2" OFF AD | NEW | 3
WHB423AD |  | CENTRAL ST | WIRE HARNESS BRKT 23" 4" OFF AD | NEW | 1
WMP1E |  | PANDUIT | HORIZ CBL MNGR 19" FRONT&REAR 2RU | NOOB | 1
WMPF1E |  | PANDUIT | HORIZ CBL MNGR 19" FRONT 2 RU | NEW | 1
WMPS |  | PANDUIT | HORIZ CBL MNGR 19" FRONT&REAR 1RU | NEW | 20
WORMCLAMP-SS-2-8 |  | MISC | 2"-8" WORM GEAR HOSE/PIPE CLAMP STAINLESS STEEL | NEW | 50
WP91412L111 |  | LUCENT | COMP LUG 3/8'' STUD 5/8'' SPACING | NEW | 11
WP91412-L122 |  | GE | TWO HOLE COMP LUG 1/4" BOLT SIZE 3/4" HOLE SPACING | NOOB | 4
WP91412-L130 |  | BLACKBURN | 2 HOLE LUG SB 2/0 AWG 1/0 FLEX 1/4" STUD 3/4" HOLE SPACING | NEW | 2
WP91412-L179 |  | GE | TWO HOLE COMP LUG 1/4" BOLT SIZE 5/8" HOLE SPACING | NOOB | 1
WP91412-L181 |  | LUCENT | LUG 2 HOLE 1/4" HOLES 5/8" SPACING SHORT BARREL ORANGE | NEW | 4
WP91412-L27 |  | LUCENT | LUG 4/0 FLEX 2HOLE 3/8"BOLT 1"SPACE | NOOB | 33
WP91412L61 |  | LUCENT | COMP LUG 3/8'' STUD 5/8'' SPACING | NEW | 1
WP91412L73 |  | LUCENT | COMP LUG 3/16" W/ 5/8"SPC 405356171 | NOOB | 3
WP91412-L77 |  | LUCENT | LUCENT 2/0 AWG 2 HOLE LUG 3/8" HOLE 1" SPACING | NEW | 6
WP91412-L8 |  | LUCENT | 2 HOLE LUG 1/4" HOLE 5/8" SPACING SHORT BARREL GREEN | NEW | 6
WP92461L110 |  | BUSSMANN | TELPOWER FUSE 170 V DC 60 AMP BUSS | REF | 3
WP92461L12 |  | BUSSMANN | TELPOWER FUSE 50 AMP 100kA DC AIR 170 VDC | REF | 2
WP92461L13 |  | BUSSMANN | TELPOWER FUSE 60 AMP 100kA DC AIR 170 VDC | REF | 2
WP92461L5 |  | BUSSMANN | TELPOWER FUSE 15 AMP 100kA DC AIR 170 VDC | REF | 5
WP92461L7 |  | BUSSMANN | TELPOWER FUSE 25 AMP 100kA DC AIR 170 VDC | REF | 1
WPFG-1 |  | RFS | UNIVERSAL WEATHER SEALING KIT | NEW | 501
WPS-4A |  | JMA | WEATHER PROTECTION SYSTEM: 7-16 DIN 1/2" ANNULAR CONNECTIONS | NEW | 2
WPS-N-4A |  | JMA | 1/2" N ANNULAR WEATHER PROTECTION SYSTEM | NEW | 3
WPS-N-4S |  | JMA | WEATHER PROTECTION SYSTEM 1/2” N, 4.1-9.5 & 4.3-10 SUPERFLEX | NEW | 11
WR279 |  | BLACKBURN | BLACKBURN COMPRESSION H-TAP | NEW | 4
WSA002 | WMCP320DAB | LUCENT | S-2 WAVESTAR OLS 400G BOS CONTRLR | REF | 1
WSA013 | SNP8AA5AAA | LUCENT | S-2 WAVESTAR OLS 400G SUPVY1B | REF | 1
WSA013 | SNP8AA0AAA | LUCENT | S-1 WAVESTAR OLS 400G SUPVY1B | REF | 1
WSA020 | SNPQCE5AAB | LUCENT | S-5 WAVESTAR OLS 400G OMON1 | REF | 1
WSB001 | SNI3E0TJAA | LUCENT | S-1 FT-2000 ELECTRICAL INTERFACE | REF | 1
WS-C2960G-24TC-L | COM3G00BRB | CISCO | CISCO CATALYST 2960G 24 PORT GIGABIT SWITCH | REF | 1
WS-C2960G-48TC-L | COMFV00BRA | CISCO | V04 CISCO CATALYST 2960 48 10/100/1000 SWITCH | REF | 2
WS-C2960X-48LPS-L | CMMLP00ARE | CISCO | V05 CISCO 48 PORT 10/100/1000 POE+ GE+4 SFP SWITCH | REF | 2
WS-C3548-XL-EN | CNM3430BRA | CISCO | CATALYST 3548 XL 48 PORT 10/100 ETHERNET AUTOSENSING SWITCH | REF | 1
WS-C3550-48-SMI | CNMGF30ARA | CISCO | CATALYST 3550 48 PORT 10/100BTX ETH SWITCH WITH 2 GBIC SLOT | REF | 1
WS-C3550-48-SMI | CNMG230ARA | CISCO | CATALYST 3550 48 PORT 10/100BTX ETH SWITCH WITH 2 GBIC SLOT | REF | 2
WS-C3560G-24TS-E | CNMW400ARB | CISCO | CISCO CATALYST 3560G SERIES 24-PT ETH SWITCH 800-26348-02 | REF | 1
WS-C3750-24TS-E | COMFH00BRA | CISCO | V04 CISCO CATALYST 3750 24PORT GIGABIT ETHERNET SWITCH | REF | 2
WS-C3750-48TS-E | CNMV400CRE | CISCO | CISCO CATALYST 3750 ETH SWITCH 48 10/100M & 4 1G SFP PORTS | REF | 2
WS-C3750-48TS-E | CNMV400CRB | CISCO | CISCO CATALYST 3750 ETH SWITCH 48 10/100M & 4 1G SFP PORTS | REF | 1
WS-C3750E-24TD-S | COMSE00ARA | CISCO | CATALYST 3750 | REF | 1
WS-C3750G-12S-S | COMX310ARB | CISCO | V12 CISCO CATALYST 3750 ETHERNET SWITCH | REF | 1
WS-C3750G-24TS-S1U |  | CISCO | CISCO CATALYST 3750 | REF | 1
WS-C4948 |  | CISCO | 800-24772-06 CATALYST 4948 48 PORT 10/100/1000BASE-T ETHERNE | REF | 1
WS-C4948-E | COM2P10ARH | CISCO | CISCO 4948 48-PORT 10/100/1000+4 SFP 2 AC PS 800-24772-05 | REF | 1
WS-C4948E-F | CMMEN00BRA | CISCO | CAT 48-PORT ETH SWTCH 800-35993-03 | REF | 1
WS-C4948E-F | CMMD710ARB | CISCO | CAT 48-PORT ETH SWTCH 800-38515-01 | REF | 2
WS-C4948-S |  | CISCO | 800-24772-03 CATALYST 4948 48 PORT 10/100/1000BASE-T ETHERNE | REF | 2
WS-C6504-E | CNMZZ10ARA | CISCO | 800-26431-01 6500 4-SLOT ETHERNET SW W/FAN AND DUAL AC PWR | REF | 1
WS-C6506 | CNM6BB0ARA | CISCO | 800-04965-03 CISCO 6506 CHASSIS 6 SLOT 12 RU NO PWR/FANS | REF | 1
WS-C6K-6SLOT-FAN2 | CNDQASLGAA | CISCO | 800-22098-03 CISCO HIGH SPEED FAN TRAY FOR CATALYST 6506 | REF | 1
WS-G5484-NHR |  | NETWORK HA | GBIC 1000BASE-SX MMF 1.25G 850NM 550M | REF | 4
WS-G5484-OEM |  | 3RDPARTY | CISCO COMPATIBLE 1000BASE-SX GBIC 850NM 550M SC CONN | REF | 8
WS-G5486-NHR |  | NETWORK HA | 1000BASE-LX GBIC 1.25G 1310NM | NEW | 5
WS-G5486-NHR |  | NETWORK HA | 1000BASE-LX GBIC 1.25G 1310NM | REF | 5
WS-G5486-OEM |  | OEM OPTIC | OEM 1000BASE-LX GBIC 1.25G 1310NM | REF | 8
WS-SUP720-3B | CNUCACMAAC | CISCO | CISCO CATALYST 6500/7600 SUPERVISOR ENGINE 720 CONTROL MODUL | REF | 1
WS-SUP720-3B | CNUCAFLAAB | CISCO | CISCO CATALYST 6500/7600 SUPERVISOR ENGINE 720 CONTROL MODUL | REF | 1
WS-SUP720-3BXL | CNUCAGCAAA | CISCO | CISCO CATALYST 6509 SUPVR ENG MODULE 720 FABRIC MSFC3 PFC3B | REF | 1
WS-SUP720-3BXL | CNUCAFKAAA | CISCO | CISCO CATALYST 6509 SUPVR ENG MODULE 720 FABRIC MSFC3 PFC3B | REF | 1
WS-SUP720-3BXL | CNUCAJRAAA | CISCO | V07 CISCO CATALYST 6509 SUPVR ENG MODULE 720 682858-05 | REF | 1
WS-SVC-IDSM2 | CNUCAH7AAA | CISCO | CISCO INTRUSION DETECTION SYSTEM MODULE 800-26829-02 | REF | 1
WS-X4991 | CNMYAGXGAA | CISCO | 800-24594-02 FAN TRAY FOR CISCO CATALYST 4948 | REF | 1
WS-X4993-F | COUCAPHCAA | CISCO | CISCO CATALYST 4948E-F FAN TRAY 800-35050-01 | NOOB | 2
WS-X6148-GE-TX | CNUIAL9AAA | CISCO | CISCO 48 PORT GIGABIT ETHERNET MODULE 800-21695-03 | REF | 3
WS-X6148-GE-TX | CNUIADJAAB | CISCO | CISCO 48 PORT GIGABIT ETHERNET MODULE 800-21695-01 | REF | 1
WS-X6348 | CN4ICDBCAA | CISCO | REVA0 CISCO HYDRACRV ETHERNET LINE CARD 68-0928-02 | REF | 1
WS-X6516A-GBIC | CNUIAGWAAA | CISCO | 800-22110-02 CISCO 16-PORT GIGABIT ETHERNET MODULE 6500 SERI | REF | 1
WS-X6516-GBIC | CN2I970AAA | CISCO | 800-06841-01 16-PORT GIGABIT ETHERNET MODULE 6500 SERIES | REF | 1
WS-X6516-GE-TX | CN8I3X9AAB | CISCO | CISCO CATALYST 6500 16-PORT 10/100/1000 RJ-45 MODULE | REF | 1
WS-X6704-10GE | CNUIAMJAAB | CISCO | 800-26259-03 CISCO CATALYST 6509 4-PT 10-GBE MODULE | REF | 1
WS-X6704-10GE | CNUIAMJAAC | CISCO | 800-26259-04 CISCO CATALYST 6509 4-PT 10-GBE MODULE | REF | 1
WS-X6704-10GE | CNUIAMJAAD | CISCO | V04 CISCO CATALYST 6509 4-PT 10-GBE MODULE 68-3148-02 | REF | 1
WS-X6724-SFP | CNUIAK2AAB | CISCO | V06 CISCO 24 PORT SFP-BASED GIG ETHERNET MOD 68-2185-01 | REF | 1
WS-X6748-GE-TX | CNUIAK1AAB | CISCO | CISCO 48 PORT GIGABIT ETHERNET MODULE | REF | 4
WT-2 |  | ADC | PRESS MASTER CRIMP TOOL WITH 735 LCC DIE SET | REF | 1
X2-10GB-LR | IPUIA70RAA | CISCO | 10GBASE-LR 1310NM 10KM SMF TRNCV 10-2036-04 | REF | 4
X2-10GB-LR | IPUIA70RAB | CISCO | 10GBASE-LR 1310NM 10KM SMF TRNCV 10-2036-05 | REF | 5
X2-10GB-LRM | IPU3AASCAA | CISCO | CISCO 10G X2 OPTICAL TRANSCEIVER MODULE 10-2368-01 | REF | 2
X2-10GB-LRM | IPU3AASCAC | CISCO | CISCO 10G X2 OPTICAL TRANSCEIVER MODULE 10-2368-03 | REF | 2
X2-10GB-SR | WMOTCS5AAD | CISCO | CISCO CAT 6513 SFP 10GBASE-SR X2 TRANSC MODULE 10-2205-06 | REF | 7
X2-10GB-SR | WMOTCS5AAB | CISCO | CISCO CAT 6513 SFP 10GBASE-SR X2 TRANSC MODULE 10-2205-04 | REF | 6
X2-10GB-SR | WMOTCS5AAA | CISCO | CISCO CATALYST 6513 SFP 10GBASE-SR X2 TRANS MOD 10-2205-03 | REF | 1
X2-10GB-SR | WMOTCS5AAC | CISCO | CISCO CAT 6513 SFP 10GBASE-SR X2 TRANSC MODULE 10-2205-05 | REF | 3
X2-10GB-SR-C |  | 3RDPARTY | SFP 10GBASE 850NM 300M DDM TRANSCEIVER | REF | 4
X5560 |  | INTEL | INTEL XEON PROCESSOR X5560 | REF | 2
X5570 |  | DELL | INTEL XEON PROCESSOR X5570 | REF | 2
X5650 |  | INTEL | INTEL XEON SLBV3 2.66GHZ/12M/6.40 PROCESSOR | REF | 13
X5660 |  | INTEL | INTEL XEON SLBV6 2.80GHZ/12M/6.40 PROCESSOR | REF | 7
X5670 |  | INTEL | INTEL XEON SLBV7 2.93GHZ/12M/6.40 PROCESSOR | REF | 2
X7350 |  | INTEL | 2.93GHZ XEONX7350 QUADCORE 1066MHZ 8MB L2 CACH 604 PIN SLA67 | REF | 4
X7CAP-665-62-IP |  | CSSANTENNA | X-POL DUAL BAND ANTENNA 72" | NEW | 2
XCVR-A10Y31 | COUIA2EPAA | CIENA | CIENA LE-311V SFP 1310NM | NEW | 1
XCVR-A10Y31 | COUIA2EPAA | CIENA | CIENA LE-311V SFP 1310NM | REF | 2
XENPAK-10GB-LR-NHR |  | NETWORK HA | OPTICAL TRANSCEIVER 10G 1310NM 10KM | REF | 2
XFP-10GD-IR2-R |  | MRV | XFP 10G BASE-ER/EW OC-192 IR-2 1550 NM SMF | REF | 1
XFP-10G-ER40 |  | ALCATEL | 10GB XFP ER 1550 ALCATEL COMPATIBLE | REF | 1
XFP-10G-ER40-AS |  | AGILESTAR | XFP 10G BASE-ER | REF | 4
XFP-10G-L-OC192-SR1C | IPU2AJRRTC | JUNIPER | T640 XFP 10G SR1, 10KM 740-031833 | NOB | 1
XFP-10GLR-OC192SR | WMOTCUXAAA | CISCO | CISCO LC XFP 10-1989-03 | REF | 1
XFP-10G-MM-SR | COUIA89CAB | CISCO | 10GBASE-SR XFP 10-2410-03 | REF | 1
XFP-10G-ZR80-AS |  | AGILESTAR | XFP 10G BASE-ZR | REF | 7
X-PS-DC | WOPUADSPAB | INFINERA | REV A01 INFINERA XTC 2000W DC POWER SUPPLY 132-0006-003 | REF | 2
X-TIMA-BLANK |  | INFINERA | TIMA BLANK SINGLE 125-0069-002 | NOB | 8
X-TIMA-BLANK |  | INFINERA | TIMA BLANK SINGLE 125-0069-002 | REF | 5
X-UNIV-BLANK |  | INFINERA | INFINERA UNIVERSAL SLOT BLANK 120-0253-002 | REF | 2
XVR-00001-02 |  | ARISTA | ARISTA SFP-10G-SR 850NM SFP+ 10GBPS | NOOB | 2
Y8MRB-1 |  | BURNDY | BURNDY HYTOOL STEEL RATCHET CRIMPER 9-1/2" LENGTH | REF | 1
YA25L290 |  | BURNDY | COMP LUG 90 DEG 1/4" STUD 1/0AWG | NOOB | 3
YA25L2TC38 |  | BURNDY | POWER LUG 3/8'' STUD 1'' SPACING PINK | NEW | 30
YA262LN |  | BURNDY | COMP LUG 2 HOLE 1/2" HOLE 2/0 AWG 1 3/4" HOLE SPACING | NOOB | 11
YA262TC14 |  | BURNDY | COMP LUG LB 2 HOLE 1/4" HOLE 2/0 AWG 5/8" HOLE SPACING | NOOB | 13
YA26L2TC14 |  | BURNDY | 2/0 AWG, 1/4 INCH TWO HOLE, SHORT BARREL LUG | NEW | 16
YA26L2TC38 |  | BURNDY | COMP LUG 3/8'' STUD 1'' SPACING | NEW | 8
YA26L2TC38 |  | BURNDY | COMP LUG 3/8'' STUD 1'' SPACING | NOOB | 22
YA282N |  | BURNDY | 2H COMP LUG 1/2" STUD 4/0 AWG CU 1 3/4" HOLE SPACING | NEW | 4
YA282N |  | BURNDY | 2H COMP LUG 1/2" STUD 4/0 AWG CU 1 3/4" HOLE SPACING | NOOB | 6
YA2C2TC38 |  | BURNDY | COMP LUG 3/8" STUD 2 HOLE 1"SP 2AWG | NOOB | 2
YA2CL2 |  | BURNDY | COMP LUG 1/4" STUD 2/0 AWG CU | NOOB | 7
YA2CL290 |  | BURNDY | COMP LUG 90 DEG 1/2" STUD 1/4" HOLE | NEW | 3
YA2CL2NT14 |  | BURNDY | 2 AWG 2 HOLE 1/4" STUD 5/8" HOLE SPACING BROWN | NEW | 5
YA2CL2TC14E1 |  | BURNDY | 2 AWG TWO HOLE 1/4 STUD SIZE 1" HOLE SPACING STANDARD BARRE | NEW | 25
YA2CL2TC38 |  | BURNDY | COMP STUD 3/8'' STUD 1'' SPACING | NEW | 20
YA2CL2TC38 |  | BURNDY | COMP STUD 3/8'' STUD 1'' SPACING | NOOB | 3
YA2CL2TC516 |  | BURNDY | COMP LUG 5/16" STUD 1" HOLE SPC | NEW | 2
YA2CL4 |  | BURNDY | COMP LUG 3/8" STUD 2/0 AWG CU BVL ENTRY | NOB | 18
YA2CLBOX |  | BURNDY | COMP LUG 1-HOLE 5/16" 2AWG BROWN | NOOB | 13
YA302LN |  | BURNDY | 2 H LUG 300KCMIL 1/2" STUD 1-3/4" HOLE SPACING WHITE 298/17 | NEW | 1
YA31L2TC14E2 |  | BURNDY | 2 HOLE LUG 1/4 STUD 3/4 CTR RED DIE | NEW | 7
YA32L2TC38FX |  | BURNDY | 2H COMP LUG 3/8" STUD 300 KCMIL 313 DLO CU 1" HOLE SPACING | NOOB | 2
YA342LN |  | BURNDY | 2H COMP LUG 1/2" STUD 500KCMIL CU 1 3/4" HOLE SPACING | NOOB | 4
YA34L2NT38FX |  | BURNDY | 2H COMP LUG 3/8"HOLE 350 KCMIL 373 DLO CU 1" HOLE SPACING | NOOB | 2
YA6C2LN |  | BURNDY | 2 HOLE LUG SB 6 AWG 1/2" STUD 1-3/4" HOLE SPACING BLUE 374/7 | NEW | 4
YA6C2TC14 |  | BURNDY | 2H LUG LB #6 AWG 1/4" STUD 5/8" HOLE SPACING BLUE 374/7 | NEW | 3
YA6C2TC14E2 |  | BURNDY | COMP LUG 6 AWG 1/4" STUD 3/4" SPC | NOOB | 3
YA6C2TC38 |  | BURNDY | LB LUG 3/8" STUD 2 HOLE 6AWG BLUE | NEW | 2
YA6CL2TC10 |  | BURNDY | COMP LUG #10 STUD 0.62 SPACING | NEW | 3
YA6CL2TC14 |  | BURNDY | COMP LUG 1/4'' STUD 5/8'' SPACING | NEW | 14
YA6CL2TC14 |  | BURNDY | COMP LUG 1/4'' STUD 5/8'' SPACING | NOOB | 6
YA6CL2TC14E1 |  | BURNDY | COMP LUG 1/4'' STUD 1'' SPACING | NEW | 1
YA6CL2TC14E1 |  | BURNDY | COMP LUG 1/4'' STUD 1'' SPACING | NOOB | 10
YA6CL2TC14E2 |  | BURNDY | COMP LUG 1/4'' STUD 3/4'' SPACING | NEW | 5
YA6CL2TC38 |  | BURNDY | COMP LUG 6 AWG 2 HOLE 3/8 STUD SIZE 1" SPACING BLUE DIE | NEW | 6
YA6CL490 |  | BURNDY | ONE HOLE HYLUG SB #6 AWG 3/8" STUD 90DEG BLUE 374/7 | NEW | 9
YA6CL90 |  | BURNDY | COMP LUG 90 DEG 1H 1/4" STUD 6 AWG BVL ENTRY | NEW | 4
YA8C2TC14 |  | BURNDY | LB COMP LUG 1/4'' STUD 2 HOLE | NOOB | 2
YA8CL1BOX |  | BURNDY | ONE HOLE LUG SB #8 AWG 1/4" STUD SIZE RED 49 | NEW | 6
YA8CL2TC10 |  | BURNDY | TWO HOLE COMP LUG 3/16" BOLT SIZE 5/8" HOLE SPACING RED | NEW | 32
YA8CL2TC10 |  | BURNDY | TWO HOLE COMP LUG 3/16" BOLT SIZE 5/8" HOLE SPACING RED | NOOB | 36
YA8CL2TC14 |  | BURNDY | COMP LUG 1/4" STUD, 5/8'' SPACING | NEW | 28
YA8CL2TC14 |  | BURNDY | COMP LUG 1/4" STUD, 5/8'' SPACING | NOOB | 12
YA8CL2TC38 |  | BURNDY | 2 HOLE SB #8 AWG 38" STUD SIZE 1" HOLE SPACING RED 49 | NEW | 2
YA8CLBOX |  | BURNDY | COMP LUG 41/250" TO 3/16" BOLT SIZE RED | NEW | 48
YA8CLBOX |  | BURNDY | COMP LUG 41/250" TO 3/16" BOLT SIZE RED | NOOB | 72
YAL6CT316 |  | BURNDY | 1 HOLE HYLUG SB #6AWG 3/16" STUD BLUE 7 | NEW | 11
YAV10-2TC10 |  | BURNDY | COMP LUG #10 STUD 5/8" SPACING | NOOB | 5
YAV102TC38 |  | BURNDY | COMP LUG 3/8'' STUD 1'' SPACING | NEW | 1
YAV1CL2TC38FX |  | BURNDY | TWO HOLE COMP LUG 3/8" BOLT SIZE 1" HOLE SPACING GREEN | NOOB | 1
YAV25L2TC14E2FX |  | BURNDY | 2 HOLE LUG SB 1/0 FLEX 1/0 AWG 1/4" STUD 3/4" HOLE SPACING | NEW | 1
YAV25L2TC14FX |  | BURNDY | 2H COMP LUG 1/4" HOLE 1/0 AWG FLEX 5/8" HOLE SPACING | NOOB | 12
YAV25L2TC38FX |  | BURNDY | 2H FLEX LUG STND BRL 1/0 STR 3/8 PK | NOOB | 2
YAV25LTC14FX |  | BURNDY | POWER LUG SINGLE HOLE 1/4 STUD 1/0 275/24 PINK | NEW | 18
YAV26L2TC14FX |  | BURNDY | COMP LUG 1/4" STUD 2 HOLE 5/8" SPC | NEW | 31
YAV26L2TC38FX |  | BURNDY | COMP LUG 3/8" STUD 2-HOLE 1" SPC | NEW | 25
YAV28L2TC516FX |  | BURNDY | 2H COMP LUG 5/16" STUD 4/0 FLEX AWG CU 1" HOLE SPACING | NOOB | 4
YAV2CL2TC14E1FX |  | BURNDY | 2 HOLE LUG 2 FLEX #2 AWG 1/4" STUD 1" HOLE SPACING BROWN 10 | NEW | 1
YAV2CL2TC38FX |  | BURNDY | COMP LUG 3/8'' STUD 1'' SPACING | NOOB | 3
YAV2CLTC38FX |  | BURNDY | POWER LUG SINGLE HOLE 3/8 STUD BROWN #2 150/24 | NEW | 8
YAV4CL2TC14FX |  | BURNDY | 2 HOLE LUG SB 4 FLEX 1/4" STUD 5/8" HOLE SPACING | NEW | 10
YAV4CL2TC14FX90 |  | BURNDY | 90 DEG COPPER LUG 4 AWG 1/4" GRAY | NOB | 10
YAV4CLTC14FX |  | BURNDY | POWER LUG 1 HOLE 1/4" STUD #4 105/24 GREY | NEW | 6
YAV6CL2TC14E1FX |  | BURNDY | COMP LUG 1/4'' STUD 1'' SPACING | NEW | 9
YAV6CL2TC14FX |  | BURNDY | COMP LUG 6AWG FLEX 1/4'' STUD 5/8'' SPACING | NEW | 5
YAV6CL2TC38FX |  | BURNDY | 2H COMP LUG 3/8" STUD 6 AWG CU 1" HOLE SPACING | NEW | 4
YAV6CL2TC38FX |  | BURNDY | 2H COMP LUG 3/8" STUD 6 AWG CU 1" HOLE SPACING | NOOB | 4
YAV6CLTC10FX |  | BURNDY | COMP LUG 3/16" BOLT SIZE 6 Flex G,H,I,K,M,DLO, 6 AWG CU BLUE | NOOB | 4
YAZ252TC14 |  | BURNDY | COMP LUG 1/4'' STUD 0.62'' SPACING | NEW | 1
YAZ252TC14E190 |  | BURNDY | 2 HOLE LUG BAR 1/0 AWG PINK | NEW | 1200
YAZ252TC14E190 |  | BURNDY | 2 HOLE LUG BAR 1/0 AWG PINK | NOB | 1535
YAZ2C2TC14 |  | BURNDY | COMP LUG 1/4'' STUD 5/8'' SPACING | NOOB | 3
YAZ2C2TC14E2 |  | BURNDY | BURNDY 1/4" HOLE 3/4" SPACING LONG BARREL LUG 2AWG BROWN DIE | NEW | 10
YAZ2C2TC38E2 |  | BURNDY | LUG 2 HOLE 3/8" HOLE 3/4" SPACING LONG BARREL BROWN | NEW | 10
YAZ4C2TC38 |  | BURNDY | COMP LUG 3/8" STUD 1" SPC 4AWG | NEW | 1
YAZ6C2TC1490 |  | BURNDY | 90 DEG COMP LUG 1/4'' STUD 2 HOLE | NEW | 4
YAZSC2TC38 |  | BURNDY | COMP LUG 3/8" STUD 1" SPC 8AWG | NOOB | 4
YAZ-TC |  | BURNDY | COMP LUG 4STR N40 GRAY DIE 346/8 | NEW | 5
YAZV282NT14FX |  | BURNDY | LUG 2 HOLE 1/4" HOLE 5/8" SPACING LONG BARREL PURPLE | NEW | 3
YAZV282TC38FX |  | BURNDY | LUG 2 HOLE 4/0 FLEX 3/8" STUD 1" SPACING LONG BARREL PURPLE | NEW | 3
YAZV4C2TC14FX |  | BURNDY | LB CMP LUG 1/4' STUD 2 HOLE 4" FLEX | NEW | 2
YAZV6C2TC10FX90SL |  | BURNDY | COPPER TUBING TERMINAL, 6 (61/#24) DLO, #10 BOLT BLUE 374/7 | NEW | 9
YAZV6C2TC14FX |  | BURNDY | LB LUG 1/4'' STUD 2 HOLE 6" FLEX | NEW | 2
YAZV6C2TC38FX |  | BURNDY | 2 H LUG #6 AWG LB 3/8" STUD SIZE 1" HOLE SPACING BLUE 374/7 | NEW | 4
YC25L12 |  | BURNDY | THINWALL COPPER C-TAP 1/0-12AWG OG | NOOB | 1
YH2929 |  | BURNDY | COPPER H TAP 250 KCMIL 2 AWG | NEW | 25
YH292C |  | BURNDY | COPPER H TAP 2-6AWG, 8-14AWG | NEW | 5
YH292C |  | BURNDY | COPPER H TAP 2-6AWG, 8-14AWG | NOOB | 17
YH292CWC |  | BURNDY | H-TAP COVER KIT | NEW | 18
YH292CWC |  | BURNDY | H-TAP COVER KIT | NOOB | 5
YH292CWCC |  | BURNDY | H-TAP COVER KIT CLEAR | NEW | 2
YH298C |  | BURNDY | COPPER H TAP 250 KCMIL-2 AWG 8-14 AWG | NOOB | 1
YH2C2CWC |  | BURNDY | H-TAP COVER KIT | NEW | 13
YS2CFXLTCKITC |  | BURNDY | COMPRESSION IN LINE SPLICE KIT 2AWG 2 FLEX BROWN | NEW | 4
YS6CFXLTCKITC |  | BURNDY | IN-LINE SPLICE KIT 6 AWG STD BLUE | NEW | 4
YSD.00068 |  | ALCATEL | COMPACT CELL PWR SHLF 24V 849129457 | F/S | 32
YSR25FX2CFXLTCKITC |  | BURNDY | IN-LINE REDUCER SPLICE KIT 1/0F-#2F | NEW | 1
YSR25FX6CFXLTC |  | BURNDY | COMP LUG #6AWG 1/0AWG BLU/PNK | NOOB | 1
YSR25FX6CFXLTCKITC |  | BURNDY | IN-LINE REDUCER KIT W/CLR HEAT SHRINK 1/0 - 6 AWG FX OR CD | NEW | 10
YSR26FX2CFXLTCKITC |  | BURNDY | HYREDUCER 2/0F-2F STD CLR | NEW | 2
YSR26FX6CFXLTCKITC |  | BURNDY | IN-LINE REDUCER KIT CLR HS 2/0-6AWG | NEW | 8
YSR28FX2CFXLTCKITC |  | BURNDY | IN-LINE REDUCER KIT W/CLR HEAT SHRINK 4/0F -N02F STD CLR | NEW | 1
YSR2CFX4CFXLTCKITC |  | BURNDY | HYREDUCER IN-LINE REDUCER SPLICE KIT 2 AWG FLEX / 4 AWG FLEX | NEW | 89
YSR3129FXL |  | BURNDY | COMP LUG 4/0AWG FLEX 350KCMI RED/YL | NOOB | 1
YSR314CFXLTC |  | BURNDY | COMP LUG #4AWG 350KCMIL RED/GRY | NOOB | 1
Z05 |  | VIKING COR | 2 1/2 SHURJOINT COUPLING W/ GASKET | NEW | 18
Z500-25 |  | SUPERSTRUT | 1/4" BEAM CLAMP | REF | 4
Z703-1-1/2 |  | SUPERSTRUT | SUPERSTRUT Z703 1-1/2" PIPE CLAMP STEEL GOLD GALVANIZED | NEW | 3
ZA 100 1/2 |  | THOMASBETT | SUPERSTRUT 1/2" SPRING NUT PK OF 5 | NEW | 14
ZA 100 3/8 |  | THOMASBETT | SUPERSTRUT 3/8" SPRING NUT PK OF 5 | NEW | 17
ZAB241-1/2EG |  | THOMASBETT | 1/2" SUPERSTRUT SQUARE WASHER PK5 | NEW | 1
ZCM-100-1/2 |  | THOMASBETT | SUPERSTRUT 1/2" STEEL CONE NUT PK/5 | NEW | 1
ZCM-100-3/8 |  | THOMASBETT | SUPERSTRUT 3/8" STEEL CONE NUT PK/5 | NEW | 7
ZHY60119/1 |  | ERICSSON | SAU 02 01 SWITCH ALARM UNIT | REF | 1
ZXRTB03-MCG-A1 |  | ZNYX | MDI-X 3 PORT 10/100 ETHERNET BOARD | REF | 10